## Metadata
The information in this file is a list of operational hydropower and tidal energy schemes across the UK. It includes information on the generators including their installed capacity, locality and service life.
Explanation of the worksheets
Onshore - hydropower | Operational hydropower generators located onshore
Offshore - Tidal | Operational offshore - tidal energy generators
Abbreviations
NI | Northern Ireland
WTW | Water treatment works

## Onshore - hydropower
Generator Name | Country | Operator | IC (kW) | IC (MW) | Scale | Hydro Type | Powerhouse Latitude | Powerhouse Longitude | Dam /Weir Latitude | Dam/Weir Longitude | Subsidy | Year of commission | Service Life | RLF | ALF | LatestData | Latest MWh p.a. | Latest ROCs p.a. | Location | Address | Postcode | Period of Construction | Period of Construction (years) | Cost of Development or Renovation
Multiple names may be due to having design name or licencing/ registration name | The country in which the hydropower station is located | Operator / developer of the hydropower scheme | The total installed generating capacity of each generator in kW | The total installed generating capacity of each generator in MW | Large - > 5 MW Small - 100 kW – 5 MW Micro - <100 kW | The type of hydropower utilised to extract energy from the hydro-environment | Latitudanal location of the hydropower powerhouse in decimal degrees | Longitudinal location of the hydropower powerhouse in decimal degrees | Latitudanal location of the hydropower weir in decimal degrees - there may be more than 1 intake weir | Longitudinal location of the hydropower weir in decimal degrees - there may be more than 1 intake weir | Subsidy mechanism: RO, FiT, none | Year when generator first commissioned | Operational date to 2021 | The rolling load factor is the average of all available rolling 12 month periods in the currently available data for the site | The most recent annual load factor to year ending at latest ROC date | Latest date for ROCs received | MWh generated in the latest year for which data is available | ROCs earned in the latest year for which data is available | [5 empty] | The cost of the building of the scheme or the cost of renovation
Dinorwig | Wales | First Hydro Company | 1728000 | 1728 | Large | Pumped Storage | 53.1184 | -4.1034 | 53.1397 | -4.0708 |  | 1984 | 37 | [5 empty] | Conwy |  | LL55 4TY | 1975-1983 | 8 | £425m
Cruachan Hydro | Scotland | Drax Group | 440000 | 440 | Large | Pumped Storage | 56.3939 | -5.1134 | 56.4065 | -5.1131 | None | 1966 | 55 | 9.8% | 9.6% | 2020-12-01 | 73861 |  | Argyll & Bute | Cruachan Lochawe Dalmally Argyll | PA33 1AN | 1962 - 1966 | 4 | £24.5m
Ffestiniog | Wales | First Hydro Company | 360000 | 360 | Large | Pumped Storage | 52.9809 | -3.9686 | 52.9806 | -3.9885 |  | 1963 | 58 | [5 empty] | Conwy |  | LL41 3TP | 1957-1963 | 6
Foyers Pumped Storage | Scotland | Scottish and Southern Energy (SSE) | 300000 | 300 | Large | Pumped Storage | 57.2621 | -4.4836 | 57.2293 | -4.4639 |  | 1974 | 47 | [6 empty] | Foyers, Inverness | IV2 6YE
Sloy Power Station | Scotland | Scottish and Southern Energy (SSE) | 152500 | 152.5 | Large | Conventional (Storage) | 56.2512 | -4.7117 | 56.2617 | -4.7633 | None | 1950 | 71 | 10.1% | 11.6% | 2020-11-01 | 155046 |  | Argyll & Bute | Inveruglas By Arrochar Argyll | G83 7DP | 1945-1950 | 5 | £113m (Renovation)
Glendoe Hydro Power Station | Scotland | Scottish and Southern Energy (SSE) | 100000 | 100 | Large | Conventional (Storage) | 57.1417 | -4.6425 | 57.0943 | -4.5573 | RO | 2012 | 9 | 14.8% | 26% | 2020-11-01 | 230769 | 230769 | Highland | Glendoe Hydro Power Station Glendoe Road B862 Fort Augustus | PH32 4BZ | 2006-2009 | 3 | £160m
Lochaber hydro station 1 | Scotland | SIMEC Energy | 86500 | 86.5 | Large | Conventional (Storage) | 56.8293 | -5.0695 | 56.856352 56.889805 | -4.7111499 -4.6732530 | None | 1929 | 92 | 75.2% | 76.6% | 2020-12-01 | 582183 |  | The Highland Council | Site of Lochaber Smelter Fort William | PH33 6TH | 1924-1929 | 5 | £3m
Errochty Power Station | Scotland | Scottish and Southern Energy (SSE) | 75000 | 75 | Large | Conventional (Storage) | 56.7091 | -4.0065 | 56.7647 | -4.1052 | None | 1957 | 64 | 17.2% | 18.5% | 2020-11-01 | 121655 |  | Perth and Kinross | Tummel Bridge By Pitlochry Perthshire | PH16 5SB | -1956
Fasnakyle power Station | Scotland | Scottish and Southern Energy (SSE) | 69000 | 69 | Large | Conventional (Storage) | 57.326 | -4.794 | 57.3059 | -4.8676 | None | 1951 | 70 | 35.2% | 41.1% | 2020-11-01 | 249169 |  | Highland | Cannich Inverness-shire | IV4 7NB | 1947 - 1951 | 4
Cluanie Power Station | Scotland | Scottish and Southern Energy (SSE) | 61000 | 61 | Large | Conventional (Storage) | 56.717 | -3.7781 | 56.7208 | -3.8247 | None | 1950 | 71 | 37% | 42.4% | 2020-11-01 | 228022 |  | Perth and Kinross | Pitlochry Perthshire | PH16 5NF | 1949-1963 |  | £10 mil (multiple schemes - Ceannacroc, Glenmoriston, Cluanie and Dundreggan, Loyne, Livishie)
Lochay Power Station | Scotland | Scottish and Southern Energy (SSE) | 45000 | 45 | Large | Conventional (Storage) | 56.4846 | -4.3634 | 56.546 | -4.4296 | None | 1958 | 63 | 42.3% | 47.7% | 2020-11-01 | 188433 |  | Falkirk | By Killin Perthshire | FK21 8AU
Rannoch Power Station | Scotland | Scottish and Southern Energy (SSE) | 44100 | 44.1 | Large | Conventional (Storage) | 56.693 | -4.4019 | 56.7325 | -4.4393 | None | 1930 | 91 | 51.5% | 61.4% | 2020-11-01 | 237745 |  | Perth and Kinross | Killiechonan Kinloch Rannoch Perthshire | PH17 3QP | 1928-1930 | 2 | £175k and Refurbished in 2000 at £10m
Rheidol Power Station (Generators No.2 & 3) | Wales | Statkraft | 41000 | 41 | Large | Conventional (Storage) | 52.3965 | -3.8998 | 52.4227 | -3.8462 | None | 1960 | 61 | 19.4% | 28% | 2021-01-01 | 100773 |  |  | CWM Rheidol Aberystwyth Ceredigion Wales |  | 1957 - 1962 | 5 | £10 million
Clachan power Station / Shira Section | Scotland | Scottish and Southern Energy (SSE) | 40000 | 40 | Large | Conventional (Storage) | 56.2774 | -4.9216 | 56.3301 | -4.9729 | None | 1955 | 66 | 24.4% | 30.1% | 2020-11-01 | 105571 |  | Argyll & Bute | Cairndow By Inverary Argyll | PA26 8RG | 1948-1956 | 8 | 7000000
Deanie power Station | Scotland | Scottish and Southern Energy (SSE) | 38000 | 38 | Large | Conventional (Storage) | 57.4074 | -4.8441 | 57.4088 | -4.993 | None | 1963 | 58 | 25.6% | 33.9% | 2020-11-01 | 113270 |  | Highland | Struy By Cannich Inverness-shire | IV4 7JX | -1963
Glenmoriston Power Station / Ness Section Hydro Elec Scheme | Scotland | Scottish and Southern Energy (SSE) | 37000 | 37 | Large | Conventional (Storage) | 57.2018 | -4.7207 | 57.2021 | -4.721 | None | 1953 | 68 | 45% | 55.3% | 2020-11-01 | 183551 |  | Highland | Loch Dundreggan By fort Augustus Inverness | IV3 6YH | 1949-1963 |  | £10 mil (multiple schemes - Ceannacroc, Glenmoriston, Cluanie and Dundreggan, Loyne, Livishie)
Luichart Power Station | Scotland | Scottish and Southern Energy (SSE) | 34000 | 34 | Large | Conventional (Storage) | 57.5746 | -4.6869 | 57.5829 | -4.6985 | None | 1954 | 67 | 43.8% | 49.7% | 2020-11-01 | 152036 |  | Highland | Luichart Contin Ross-shire | IV14 9EW
Tummel Power Station | Scotland | Scottish and Southern Energy (SSE) | 34000 | 34 | Large | Conventional (Storage) | 56.7064 | -4.0212 | 56.6981 | -4.1888 | None | 1933 | 88 | 45.8% | 51.5% | 2020-11-01 | 153962 |  | Perth and Kinross | Tummel Bridge By Pitlochry Perthshire | PH16 5SB |  |  | £50 mil (refurbishment)
Tongland Power Station | Scotland | Drax Group | 33000 | 33 | Large | Conventional (Storage) | 54.8597 | -4.0344 | 54.8691 | -4.0246 | None | 1935 | 86 | 29.7% | 32.4% | 2020-12-01 | 93774 |  | Dumfries and Galloway | Tongland Kirkcudbright | DG6 4LT | 1931-1937 | 4 | £3m for the Galloway Scheme that includes Kendoon, Carsfad, Earlstoun, Glenlee and Tongland
Inverawe Power Station | Scotland | Scottish and Southern Energy (SSE) | 25000 | 25 | Large | Conventional (Storage) | 56.4396 | -5.2183 | 56.4099 | -5.1697 | None | 1963 | 58 | 46% | 56.9% | 2020-11-01 | 124854 |  | Argyll & Bute | Inverawe By Taynuilt Argyll | PA35 1HU | 1959-1963 | 4
Kendoon Power Station | Scotland | Drax Group | 24000 | 24 | Large | Conventional (Storage) | 55.1648 | -4.1908 | 55.1708 | -4.1772 | None | 1936 | 85 | 25.8% | 27.9% | 2020-12-01 | 58822 |  | Dumfries and Galloway | St Johns Town of Dalry Castle Douglas | DG7 3UB | 1931-1937 | 5 | £3m for the Galloway Scheme that includes Kendoon, Carsfad, Earlstoun, Glenlee and Tongland
Glenlee Power Station | Scotland | Drax Group | 24000 | 24 | Large | Conventional (Storage) | 55.0998 | -4.1862 | 55.0736 | -4.2704 | None | 1935 | 86 | 24.3% | 20.1% | 2020-12-01 | 42323 |  | Dumfries and Galloway | St Johns Town of Dalry Castle Douglas Kirkcudbrightshire | DG7 3SF | 1931-1937 | 4 | £3m for the Galloway Scheme that includes Kendoon, Carsfad, Earlstoun, Glenlee and Tongland
Kinlochleven Hydro Power Station, G / Kinlochlevern Power Station | Scotland | SIMEC Energy | 23500 | 23.5 | Large | Conventional (Storage) | 56.7129 | -4.958 | 56.701 | -4.8641 | RO | 1909 | 112 | 92.4% | 67.4% | 2020-11-01 | 139080 | 139080 | Argyll | Kinlochleven Hydro Power Station Kinlochleven Argyll | PH50 4SF | 1904-1909 | 4 | £600,000
Ceannacroc Power Station - A, E | Scotland | Scottish and Southern Energy (SSE) | 20000 | 20 | Large | Conventional (Storage) | 57.1541 | -4.9368 | 57.1432 | -5.002 | RO | 1956 | 65 | 48.1% | 54.6% | 2020-11-01 | 79178 | 79178 | Highland | Ceannacroc Power Station Invermoriston By Fort Augustus | IV3 6YN | 1949-1963 |  | £10 mil (multiple schemes - Ceannacroc, Glenmoriston, Cluanie and Dundreggan, Loyne, Livishie)
Aigas Power Station - A,E | Scotland | Scottish and Southern Energy (SSE) | 20000 | 20 | Large | Conventional (Storage) | 57.4575 | -4.545 | 57.4573 | -4.545 | RO | 1962 | 59 | 36.9% | 44.5% | 2020-11-01 | 78176 | 78176 | Highland | Aigas Power Station (20/03/03)- A,E Beauly Inverness-shire | IV4 7AE
Kilmorack Power Station -A,E / Beauly Section | Scotland | Scottish and Southern Energy (SSE) | 20000 | 20 | Large | Conventional (Storage) | 57.4633 | -4.5121 | 57.4632 | -4.5124 | RO | 1962 | 59 | 36.9% | 42.9% | 2020-11-01 | 75434 | 75434 | Highland | Kilmorack Power Station (22/03/03) -A,E Beauly Inverness-shire | IV4 7AL
Invergarry Power Station - A,E | Scotland | Scottish and Southern Energy (SSE) | 20000 | 20 | Large | Conventional (Storage) | 57.0719 | -4.7742 | 57.0771 | -4.8458 | RO | 1956 | 65 | 53.4% | 61.3% | 2020-11-01 | 107585 | 107585 | Highland | Invergarry Power Station - A,E Invergarry Inverness-shire | PH32 4LU
Mossford Power Station - A,G | Scotland | Scottish and Southern Energy (SSE) | 18660 | 18.66 | Large | Conventional (Storage) | 57.6284 | -4.7977 | 57.6958 | -4.7774 | RO | 1957 | 64 | 74.5% | 77.2% | 2020-11-01 | 126066 | 126066 | Ross-shire | Mossford Power Station - A Loch Luichart Garve Ross-shire | IV23 2PZ
Grudie Bridge Power Station - A, G | Scotland | Scottish and Southern Energy (SSE) | 18660 | 18.66 | Large | Conventional (Storage) | 57.6195 | -4.831 | 57.6524 | -4.9141 | RO | 1950 | 71 | 55.2% | 60.7% | 2020-11-01 | 99437 | 99437 | Highland | Grudie Bridge Power Station Loch Luichart Garve Ross - shire | IV23 2QB
Shin Power Station-A,G | Scotland | Scottish and Southern Energy (SSE) | 18640 | 18.64 | Large | Conventional (Storage) | 57.9435 | -4.4116 | 58.0129 | -4.4016 | RO | 1958 | 63 | 77.6% | 76.6% | 2020-11-01 | 125275 | 125275 | Highland | Shin Power Station-A Invernan Lairg Sutherland | IV27 4EY |  |  | £5 mil (Rennovations 2013)
Dolgarrog High-Head Power Station - A,C, G | Wales | RWE | 18400 | 18.4 | Large | Pumped Storage | 53.1912 | -3.8426 | 53.152259 | -3.8896483 | RO | 1938 | 83 | 26.7% | 30.2% | 2020-12-01 | 48788 | 39828 | Gwynedd | Dolgarrog High- Head Power Station Dolgarrog Conwy | LL32 8QE |  |  | £15 mil in 2014
Quoich Power Station - A, E, G / Qoich Kingie | Scotland | Scottish and Southern Energy (SSE) | 18050 | 18.05 | Large | Conventional (Storage) | 57.0626 | -5.1236 | 57.0713 | -5.1847 | RO | 1955 | 66 | 58.7% | 59.8% | 2020-11-01 | 94728 | 94728 | Inverness-shire | SRO Quoich Power Station - A Tomdoun By Loch Garry Near Fort Augustus | IV3
Orrin Power Station- A | Scotland | Scottish and Southern Energy (SSE) | 18000 | 18 | Large | Conventional (Storage) | 57.5541 | -4.6154 | 57.5151 | -4.6683 | RO | 1959 | 62 | 58.4% | 68.8% | 2020-11-01 | 108795 | 108795 | Highland | Orrin Power Station Orrin Power Station By Loch Achonnachie Urray | IV6
Culligran Power Station Unit 2 - A | Scotland | Scottish and Southern Energy (SSE) | 17100 | 17.1 | Large | Conventional (Storage) | 57.4256 | -4.7027 | 57.4135 | -4.7894 | RO | 1962 | 59 | 31% | 41.4% | 2020-11-01 | 62151 | 62151 | Highland | Culligran Power Station Unit 2 - A Struy Beauly Inverness- Shire | IV4 7JX | 1958-1962 | 4
St Fillans Power Station - A, G | Scotland | Scottish and Southern Energy (SSE) | 16830 | 16.83 | Large | Conventional (Storage) | 56.3954 | -4.1235 | 56.4348 | -4.0657 | RO | 1957 | 64 | 51.4% | 61.1% | 2020-11-01 | 90330 | 90330 | Perthshire | St Fillans Power Station St Fillans Crieff | PH6 2NG
Finlarig Power Station - A,G | Scotland | Scottish and Southern Energy (SSE) | 16500 | 16.5 | Large | Conventional (Storage) | 56.4816 | -4.2987 | 56.5236 | -4.2779 | RO | 1955 | 66 | 51.3% | 60.7% | 2020-11-01 | 87955 | 87955 | Falkirk | Finlarig Power Station - A,G Killin Perthsire Scotland | FK21 8TX
Livishie Power Station - A | Scotland | Scottish and Southern Energy (SSE) | 15000 | 15 | Large | Conventional (Storage) | 57.205 | -4.7281 | 57.2255 | -4.7284 | RO | 1962 | 59 | 20.2% | 27.7% | 2020-11-01 | 41383 | 41383 | Highland | Livishie Power Station Invermoriston Inverness - Shire Scotland | IV3 6YH | 1949-1963 |  | £10 mil (multiple schemes - Ceannacroc, Glenmoriston, Cluanie and Dundreggan, Loyne, Livishie)
Pitlochry Power Station - A | Scotland | Scottish and Southern Energy (SSE) | 15000 | 15 | Large | Conventional (Storage) | 56.699 | -3.7401 | 56.6996 | -3.7402 | RO | 1951 | 70 | 46.8% | 55.2% | 2020-10-01 | 72687 | 72687 | Perth and Kinross | Pitlochry Power Station Pitlochry Perthshire | PH16 5ND | 1947-1951 | 4
Torr Achilty Power Station - A,E / Conon Hydro Scheme | Scotland | Scottish and Southern Energy (SSE) | 15000 | 15 | Large | Conventional (Storage) | 57.554 | -4.5984 | 57.5543 | -4.5983 | RO | 1954 | 67 | 34.9% | 40.1% | 2020-11-01 | 52868 | 52868 | Ross-shire | Torr Achilty Power Station - A,E Urray Muir of Ord | IV6 7QF
Nant Power Station - A,E | Scotland | Scottish and Southern Energy (SSE) | 15000 | 15 | Large | Conventional (Storage) | 56.3381 | -5.2117 | 56.3612 | -5.2377 | RO | 1963 | 58 | 28.2% | 33% | 2020-11-01 | 43484 | 43484 | Argyll & Bute | Nant Power Station Kilchrenan Taynuilt Argyll | PA35 1HD
Dolgarrog Low-Head Power Station - A C | Wales | RWE | 14980 | 14.98 | Large | Pumped Storage | 53.1912 | -3.8426 | 53.1827 | -3.8636 | RO | 1924 | 97 | 14.2% | 21.3% | 2020-12-01 | 28069 | 22855 | Gwynedd | Dolgarrog Low-Head P Dolgarrog Power Stat Dolgarrog Nr Conwy | LL32 8QE
Earlstoun - A, C | Scotland | Drax Group | 14000 | 14 | Large | Conventional (Storage) | 55.1119 | -4.1742 | 55.1125 | -4.1753 | RO | 1935 | 86 | 24.1% | 27.9% | 2020-12-01 | 34322 | 30340 |  | Earlstoun (14 Sep 04), A, C St Johns Town of Dalry Castle Douglas Kirkcudbright | DG7 35R | 1931-1937 | 4 | £3m for the Galloway Scheme that includes Kendoon, Carsfad, Earlstoun, Glenlee and Tongland
Dinas Power Station - A | Wales | Statkraft (Part of Rheidol Hydro- electric scheme) | 13000 | 13 | Large | Conventional (Storage) | 52.4309 | -3.8451 | 52.4597 | -3.8347 | RO | 1962 | 59 | 15.3% | 19.8% | 2020-08-01 | 23432 | 23432 | Dyfed | Dinas Power Station Dinas Power Station Ponterwyd Aberystwyth | SY23 3AG | 1957-1962 | 5 | £10 million
Carsfad - A, C | Scotland | Drax Group | 12000 | 12 | Large | Conventional (Storage) | 55.1437 | -4.1892 | 55.144 | -4.1903 | RO | 1935 | 86 | 22.1% | 30.5% | 2020-12-01 | 32109 | 27957 | Kirkcudbrightshire | Carsfad (26 Oct 04), A, C St Johns Town of Dalry Castle Douglas Kirkcudbrightshire | DG7 3ST | 1931-1937 | 4 | £3m for the Galloway Scheme that includes Kendoon, Carsfad, Earlstoun, Glenlee and Tongland
Bonnington - A,C | Scotland | Drax Group | 11000 | 11 | Large | Run of River | 55.6557 | -3.7753 | 55.6469 | -3.7738 | RO | 1927 | 94 | 53.3% | 65.8% | 2020-12-01 | 63614 | 56441 | Lanarkshire | Bonnington - A,C Bonnington Power Station Lanark Lanarkshire | ML11 9TB | 1926-1927 | 1
Cashlie Power Station - A,C | Scotland | Scottish and Southern Energy (SSE) | 11000 | 11 | Large | Conventional (Storage) | 56.5474 | -4.4301 | 56.5849 | -4.43 | RO | 1959 | 62 | 28.9% | 31.8% | 2020-11-01 | 30709 | 30709 | Perthshire | Cashlie Power Station - A,C Bridge of Balgie Glen Lyon Perthshire | PH15
Cassley Power Station - A,C,E | Scotland | Scottish and Southern Energy (SSE) | 10000 | 10 | Large | Run of River | 58.1687 | -4.728 | 58.1411 | -4.7743 | RO | 1959 | 62 | 30.9% | 33.3% | 2020-11-01 | 29208 | 29208 | Sutherland | Cassley Power Station By Overscaig Lairg Sutherland | IV27 4NY
Cwm Dyli Power Station - A,C | Wales | RWE | 9870 | 9.87 | Large | Pumped Storage | 53.066 | -4.0114 | 53.0706 | -4.0402 | RO | 1906 | 115 | 13.5% | 17.3% | 2020-12-01 | 15056 | 12808 | Gwynedd | Cwm Dyli Power Station Nant Gwynant Beddgelert Caernarfon | LL55 4NW
Striven Power Station - A | Scotland | Scottish and Southern Energy (SSE) | 8000 | 8 | Large | Conventional (Storage) | 56.0092 | -5.1195 | 56.0034 | -5.0966 | RO | 1951 | 70 | 35.4% | 39.7% | 2020-11-01 | 27882 | 27882 | Argyll | Striven Power Station Glen Striven By Dunoon Argyll | PA23 8RG
Gaur Power Station - A | Scotland | Scottish and Southern Energy (SSE) | 7500 | 7.5 | Large | Conventional (Storage) | 56.6783 | -4.5085 | 56.6778 | -4.5142 | RO | 1953 | 68 | 34.2% | 42.9% | 2020-11-01 | 29753 | 29753 | Perthshire | Gaur Power Station Killiechonan Bridge of Gaur Perthshire | PH17 2QB
Fasnakyle Compensation Generator - A, C | Scotland | Scottish and Southern Energy (SSE) | 7500 | 7.5 | Large | Compensation Flow | 57.326 | -4.794 | - | - | RO | 2006 | 15 | 85.6% | 92% | 2020-11-01 | 62262 | 62262 | Highland | Fasnakyle Compensation Generator - A, C (03/02/06 Cannich Beauly Inverness-shire | IV4 7NB
Stonebyres Power Station A,C | Scotland | Drax Group | 6000 | 6 | Large | Run of River | 55.6772 | -3.83 | 55.6762 | -3.8222 | RO | 1928 | 93 | 52.8% | 62.1% | 2020-12-01 | 32746 | 29304 | Lanarkshire | Stonebyres Power Station Kirkfieldbank Lanark | ML11 9UP | 1926-1927 | 1 | £1.1 m (Refurbishment)
Allt Na Lairige Power Station | Scotland | Scottish and Southern Energy (SSE) | 6000 | 6 | Large | Conventional (Storage) | 56.3065 | -4.861 | 56.3164 | -4.8265 | RO | 1956 | 65 | 39.1% | 51.8% | 2020-11-01 | 27307 | 27307 | Argyll | Allt na Lairige Power Station Cairndow Argyll | PA26 8BJ | 1948-1957 | 8 | £ 7 mil (Multiple schemes Total for the Glen Shira Project that includes Clachan and Sron Mor and Allt na Lairige)
Kielder Hydro - A | England | RWE | 6000 | 6 | Large | Pumped Storage | 55.1853 | -2.4576 | 55.1846 | -2.461 | RO | 1982 | 39 | 32.2% | 47.4% | 2020-12-01 | 24976 | 21725 | Northumberland | Kielder Hydro Kielder Reservoir Falstone Nr Hexham | NE48 1ND
Loch Gair Power Station - A,C | Scotland | Scottish and Southern Energy (SSE) | 6000 | 6 | Large | Conventional (Storage) | 56.0656 | -5.3359 | 56.0813 | -5.3437 | RO | 1961 | 60 | 35.2% | 38.5% | 2020-11-01 | 20278 | 20278 | Argyll & Bute | Loch Gair Power Station Loch Gair Lochgilphead Argyll | PA31 8SD
Foyers Falls Power Station | Scotland | Scottish and Southern Energy (SSE) | 5000 | 5 | Large | Conventional (Storage) | 57.2554 | -4.4928 | 57.2455 | -4.489 | RO | 1968 | 53 | 50% | 88.2% | 2020-11-01 | 38740 | 38740 | Highland | Foyers Falls Power Station Loch Ness Foyers Inverness-shire | IV1 2YB
Loch Eilde Mor / Loch Eildhe Mhor | Scotland | Green Highland | 5000 | 5 | Large | Conventional (Storage) | 56.7131 | -4.9525 | 56.7262 | -4.9148 | FiT | 2017 | 4 | 51.9% | 58.6% | 2021-01-01 | 25723 |  |  | 0.3km north of Kinlochmore Kinlochleven | PH50 4SF | 2016-2017 | 1.5833 | £13.6 million
Sron Mor Power Station - A,C | Scotland | Scottish and Southern Energy (SSE) | 5000 | 5 | Large | Conventional (Storage) | 56.3371 | -4.9758 | 56.3385 | -4.9726 | RO | 1957 | 64 | 14.1% | 18.4% | 2020-11-01 | 8084 | 8084 | Argyll & Bute | Sron Mor Power Station Glen Shira Inverary Argyll | PA32 8XH | 1948-1957 | 9 | £ 7 mil (Multiple schemes Total for the Glen Shira Project that includes Clachan and Sron Mor and Allt na Lairige)
Llyn Brianne Dam | Wales | Dwr Cymru Welsh Water | 4600 | 4.6 | Small | Conventional (Storage) | 52.1195 | -3.7665 | 52.1215 | -3.7674 | RO | 1997 | 24 | 40.3% | 27.8% | 2021-01-01 | 11212 | 8247 | Dyfed | Llyn Brianne Dam 16km north of Llandovery Dyfed | SA20 0PG | 1968 - 1972 1995-1997 | 2
Llyn Celyn | Wales | Dwr Cymru Welsh Water | 4507 | 4.507 | Small | Conventional (Storage) | 52.9453 | -3.6684 | 52.947 | -3.6701 | RO | 1994 | 27 | 18.5% | 22.6% | 2021-01-01 | 8940 | 6673 | Gwynedd | Llyn Celyn Celyn Reservoir Bala Gwynedd | LL23 7NU
Maldie Hydro Electric Power Station / Maldie Burn | Scotland | RWE | 4000 | 4 | Small | Pumped Storage | 58.2601 | -4.9838 | 58.2709 | -4.9644 | FiT | 2013 | 8 | 32.9% | 33.5% | 2020-12-01 | 12525 |  | Highland | Maldie Hydro Power Station Reay Forest Estate Kylestrome | IV27 4TL
Dalchonzie Power Station-A,C | Scotland | Scottish and Southern Energy (SSE) | 4000 | 4 | Small | Run of River | 56.3732 | -4.0408 | 56.3954 | -4.1235 | RO | 1958 | 63 | 47.6% | 58.1% | 2020-11-01 | 20428 | 20428 | Perthshire | Dalchonize Power Station Comrie By Crieff Perthshire | PH6 2LB
Lubreoch Power Station - A | Scotland | Scottish and Southern Energy (SSE) | 4000 | 4 | Small | Conventional (Storage) | 56.5421 | -4.5171 | 56.5421 | -4.5185 | RO | 1985 | 36 | 45% | 35% | 2020-09-01 | 12296 | 12296 | Perthshire | Lubreoch Power Station Bridge of Balgie Glen Lyon Perthshire
Inverfarigaig | Scotland | Green Power | 4000 | 4 | Small | Conventional (Storage) | 57.2808 | -4.4528 |  |  |  | 1980 | 41 | [5 empty] | Highland | Inverfarigaig, near Foyers
Black Rock Hydro Electric Power Station | Scotland | RWE | 3930 | 3.93 | Small | Run of River | 57.6687 | -4.3502 | 57.6704 | -4.4 | FiT | 2012 | 9 | 32.2% | 37.6% | 2020-12-01 | 13162 |  | Highland | Black Rock Hydro Electric Power Station Glen Glass Road Evanton | IV16 9XM
Ceannacroc Compensation Generator | Scotland | Scottish and Southern Energy (SSE) | 3500 | 3.5 | Small | Compensation Flow | 57.1541 | -4.9368 | - | - | RO | 1956 | 65 | 78% | 66.8% | 2020-11-01 | 20544 | 20544 | Highland | Ceannacroc Power Station Invermoriston By Fort Augustus | IV3 6YN | 1949-1963 | 7 | £10 mil (multiple schemes - Ceannacroc, Glenmoriston, Cluanie and Dundreggan, Loyne, Livishie)
Kingairloch Power Station - A,C | Scotland | Scottish and Southern Energy (SSE) | 3500 | 3.5 | Small | Conventional (Storage) | 56.6211 | -5.5284 | 56.6327 | -5.5719 | RO | 2004 | 17 | 35.1% | 40.9% | 2020-11-01 | 12559 | 12559 | Highland | Kingairloch Power Station Ardgour Fort William Inverness- Shire | PH33 7AE
Lairg Power Station | Scotland | Scottish and Southern Energy (SSE) | 3500 | 3.5 | Small | Conventional (Storage) | 58.0288 | -4.4144 | 58.0286 | -4.4151 | RO | 1959 | 62 | 30.6% | 26.1% | 2020-11-01 | 8036 | 8036 | Highland | Lairg Power Station Loch Shin Lairg Sutherland | IV27 4BY
Achanalt Power Station - A | Scotland | Scottish and Southern Energy (SSE) | 3100 | 3.1 | Small | Conventional (Storage) | 57.6159 | -4.8327 | 57.6145 | -4.8344 | RO | 1956 | 65 | 25.9% | 36.5% | 2020-11-01 | 9933 | 9933 | Highland | Achanalt Power Station Achnalt Garve Ross - Shire | IV23 2QD
River Cuileig | Scotland | Scottish and Southern Energy (SSE) | 3000 | 3 | Small | Run of River | 57.7637 | -5.0402 | 57.7437 | -5.0607 | RO | 2002 | 19 | 41.1% | 38.8% | 2020-09-01 | 11240 | 11240 | Highland | Cuileig Power Station Loch Broom Ullapool Ross and Cromarty | IV23 2RX | 2001-2002 | 1 | £4m
Cia Aig Hydro Power station (REGO) Extension | Scotland | RWE | 3000 | 3 | Small | Run of River | 56.9561 | -5.0009 | 56.9824 | -4.9904 | FiT | 2016 | 5 | 35.5% | 37.1% | 2020-12-01 | 10297 |  |  | Cia Aig Hydro Power Station Achnacarry Spean Bridge | PH34 4EJ | 2014-2016 | 2 | £11.73m
River E Hydro Electric Generating Station - A (01/11/2007) | Scotland | RWE | 3000 | 3 | Small | Run of River | 57.2135 | -4.4506 | 57.1906 | -4.4073 | RO | 2007 | 14 | 27.4% | 36.7% | 2020-12-01 | 9669 | 8371 | Highland | River E Hydro Electric Generating Station - A (01/ Garthbeg Farm Gorthleck Inverness | IV2 6UL
Lednock Power Station - A | Scotland | Scottish and Southern Energy (SSE) | 3000 | 3 | Small | Conventional (Storage) | 56.4475 | -4.114 | 56.459 | -4.234 | RO | 1961 | 60 | 18.3% | 21% | 2020-11-01 | 5538 | 5538 | Perthshire | Lednock Power Station Glen Lednock Comrie Crieff | PH6 2LY
Douglas Water Hydro Electric Generating Station | Scotland | RWE | 2969 | 2.969 | Small | Run of River | 56.1967 | -5.1391 | 56.2203 | -5.1624 | RO | 2008 | 13 | 31.2% | 38.3% | 2020-12-01 | 9995 | 8875 | Argyll & Bute | Douglas Hydro Electric Generating Station Inverarary Argyll | PA32 8XT
Ghuilbinn Hydro Scheme | Scotland | Corrour Property Company / Corrour Estate / Hydro Plan | 2800 | 2.8 | Small | Run of River | 56.8877 | -4.5766 | 56.877043 56.879943 | -4.5862542 -4.5759827 | FiT | 2017 | 4 | 40.9% | 53.8% | 2020-03-01 | 9457 |  | The Highland Council | Ghuilbinn Hydro Scheme Corrour Estate By Fort William | PH30 4AA
Mary Tavy Hydro Station -A | England | South West Water | 2600 | 2.6 | Small | Run of River | 50.5867 | -4.1072 | 50.604578 50.628551 | -4.0761007 -4.0521446 | RO | 1932 | 89 | 24.3% | 26.1% | 2020-12-01 | 5959 | 5002 | Devon | Mary Tavy Hydro Station Mary Tavy Tavistock Devon | PL19 9PR
Cuaich Power Station - A,C | Scotland | Scottish and Southern Energy (SSE) | 2500 | 2.5 | Small | Conventional (Storage) | 56.9529 | -4.1818 | 56.9581 | -4.1556 | RO | 1959 | 62 | 25.7% | 35.4% | 2020-11-01 | 7768 | 7768 | Highland | Cuaich Power Station Loch Cuaich Dalwhinnie Inverness-shire | PH19 1AF
Inverlael Hydro Electric Generating Station | Scotland | RWE | 2500 | 2.5 | Small | Run of River | 57.8222 | -5.0507 | 57.821098 57.818004 | -5.0235321 -5.0084487 | RO | 2009 | 12 | 22.3% | 24.5% | 2020-12-01 | 5387 | 4817 | Highland | Inverlael Hydropower Station Inverlael Ullapool Garve | IV23 2RG
Storr Lochs Power Station - A | Scotland | SSE | 2400 | 2.4 | Small | Conventional (Storage) | 57.4967 | -6.1455 | 57.4932 | -6.1531 | RO | 1952 | 69 | 34.9% | 64.7% | 2020-11-01 | 10453 | 10453 | Highland | Storr Lochs Power Station Bayfield Lane Portree Isle of Skye | IV51 9EN
Lussa Power Station - A | Scotland | Scottish and Southern Energy (SSE) | 2400 | 2.4 | Small | Conventional (Storage) | 55.4761 | -5.5845 | 55.498 | -5.6294 | RO | 1952 | 69 | 42.6% | 49.5% | 2020-11-01 | 10440 | 10440 |  | Lussa Power Station Peninver Campbeltown Argyll
Mullardoch Power Station - A,C | Scotland | Scottish and Southern Energy (SSE) | 2400 | 2.4 | Small | Conventional (Storage) | 57.3344 | -4.9545 | 57.2958 | -4.9081 | RO | 1955 | 66 | 19.7% | 30.5% | 2020-11-01 | 6427 | 6427 | The Highland Council | Mullardoch Power Station Glen Cannich Beauly Inverness-shire
Garrogie | Scotland | RWE | 2380 | 2.38 | Small | Run of River | 57.1857 | -4.4821 | 57.1751 | -4.4546 | RO | 2005 | 16 | 33.3% | 36% | 2020-12-01 | 7594 | 6506 | Highland | Garrogie Hydroelectric Scheme Garrogie Whitebrid Inverness | IV2 6UR
Braevallich Hydroelectric Scheme - A / Allt Bheallach | Scotland | RWE | 2274 | 2.274 | Small | Run of River | 56.2141 | -5.2932 | 56.2008 | -5.2714 | RO | 2005 | 16 | 27.7% | 33.8% | 2020-12-01 | 6741 | 5920 | Argyll | Braevallich Hydroelectric Scheme - A (10/03/06) Braevallcih Dalmally Argyll | PA33 1BU
Culligran Comp Set - A,C,E | Scotland | Scottish and Southern Energy (SSE) | 2200 | 2.2 | Small | Conventional (Storage) | 57.4256 | -4.7027 | - | - | RO | 1962 | 59 | 70.8% | 81.4% | 2020-11-01 | 14301 | 14301 | Highland | Culligran Power Station - A,C,E Culligran Power Station Struy Beauly | IV4 7JX
Loch Ericht Power Station - A | Scotland | Scottish and Southern Energy (SSE) | 2200 | 2.2 | Small | Conventional (Storage) | 56.8239 | -4.372 | 56.801 | -4.254 | RO | 1962 | 59 | 58.7% | 68.3% | 2020-11-01 | 13202 | 13202 | Tayside | Loch Ericht Power Station Loch Ericht By Kinloch Rannoch Pitlochry
Drumjohn Power Station - A | Scotland | Drax Group | 2200 | 2.2 | Small | Conventional (Storage) | 55.2482 | -4.3266 | 55.248329 55.258345 | -4.357899 -4.2888415 | RO | 1986 | 35 | 20.6% | 23.1% | 2020-12-01 | 4458 | 3637 | Dumfries and Galloway | Drumjohn Power Station Carsphairn St Johns Town of Dalry Castle Douglas | DG7 3TJ
Kilmelford Power Station - A, C, | Scotland | Scottish and Southern Energy (SSE) | 2000 | 2 | Small | Conventional (Storage) | 56.2731 | -5.4895 | 56.284353 56.296607 | -5.4811893 -5.4427895 | RO | 1956 | 65 | 66% | 77.4% | 2020-11-01 | 13591 | 13591 | Highland | Kilmelford Power Station - A, C, Kilmelford Oban Argyll | PA34 4XD
Lochay Compensation Generator / Breadalbane Section | Scotland | Scottish and Southern: Hydro Schemes - Breadalbane | 2000 | 2 | Small | Compensation Flow | 56.4846 | -4.3634 | - | - | RO | 1958 | 63 | 60.9% | 82.6% | 2020-11-01 | 14511 | 14511 | Falkirk | Lochay Compensation Generator Glen Lochay Killin Perthshire | FK21 8AU
River Pattack Hydro Scheme | Scotland | Gilkes Energy | 2000 | 2 | Small | Run of River | 56.9647 | -4.4232 | 56.9159 | -4.3852 | FiT | 2017 | 4 | 65.9% | 71.3% | 2020-12-01 | 12534 |  | The Highland Council | River Pattack Hydro Scheme Ardverikie Estate Kinlochlaggan Newtonmore | PH20 1BX
Uisge Dubh Hydro Scheme | Scotland | Gilkes Energy | 2000 | 2 | Small | Run of River | 57.376 | -5.328 | 57.3912 | -5.3248 | FiT | 2017 | 4 | 52% | 60.6% | 2020-12-01 | 10641 |  |  | Uisge Dubh Hydro Scheme Attadale Estate Strathcarron | IV54 8YX
River Lochy Hydro Scheme | Scotland | Gilkes Energy | 2000 | 2 | Small | Run of River | 56.4048 | -4.9231 | 56.4036 | -4.8699 | FiT | 2016 | 5 | 48.8% | 48.3% | 2020-12-01 | 8481 |  |  | River Lochy Hydro Scheme Dalmally | PA33 1BB
Gleann nam Fiadh / Abhainn Gleann nam Fiadh | Scotland | Green Highland Renewables | 2000 | 2 | Small | Run of River | 57.2729 | -4.9652 | 57.288 | -4.9976 | FiT | 2017 | 4 | 43.2% | 46.1% | 2020-12-01 | 8093 |  | The Highland Council | Abhainn Gleann nam Fiadh Land NE of FCS Car Park Glen Affric Cannich | IV4 7LY
Keltneyburn Hydro Station | Scotland | Keltneyburn Hydro Ltd / Green Highland Renewables | 2000 | 2 | Small | Run of River | 56.6153 | -4.0015 | 56.6552 | -4.038 | FiT | 2010 | 11 | 35.7% | 42.2% | 2021-01-01 | 7411 |  | Perth and Kinross | Keltneyburn Hydro Ltd Keltney House Keltneyburn Aberfeldy | PH15 2LF
Chaorach Hydro / Allt Coire Chaorach | Scotland | Green Highland Renewables / Chaorach Hydro ltd. | 2000 | 2 | Small | Run of River | 56.4133 | -4.5065 | 56.3931 | -4.4937 | FiT | 2016 | 5 | 35.7% | 41.4% | 2021-01-01 | 7280 |  |  | Chaorach Hydro Generation Station Glen Dochart Crianlarich | FK20 8QT
Nathrach | Scotland | Green Highland Renewables | 2000 | 2 | Small | Run of River | 56.7137 | -5.0001 | 56.7261 | -5.0159 | FiT | 2019 | 2 | 32.3% | 32.5% | 2020-09-01 | 5701 |  |  | Narrach Bridge Kinlochleven | PH50 4SE
Ardtalnaig HEP Generating Station | Scotland | Green Highland Renewables | 2000 | 2 | Small | Run of River | 56.5262 | -4.1164 | 56.5199 | -4.0756 | FiT | 2016 | 5 | 24.2% | 25% | 2020-11-01 | 4389 |  |  | Lawers Loch Tay Aberfeldy | PH15 2HX
Coiltie Hydro / Coilte Hydro / River Coiltie | Scotland | Green Highland | 2000 | 2 | Small | Run of River | 57.3164 | -4.5043 | 57.3055 | -4.5509 | FiT | 2017 | 4 | 28.1% | 31.7% | 2021-01-01 | 5538 |  | The Highland Council | Coiltie Hydro Drumnadrochit | IV63 6XW
Allt Nan Caorach Hydro Scheme / Caorach Hydro Scheme | Scotland | Wyvis One Estate Ltd | 2000 | 2 | Small | Run of River | 57.6752 | -4.4414 | 57.668257 57.679003 | -4.5093492 -4.4939939 |  | 2019 | 2
Muick Hydro Scheme / Birkhall Estate | Scotland | Balmoral Estates/ Cairneyhill | 2000 | 2 | Small | Run of River | 57.0046 | -3.0813 | 56.9848 | -3.1134 |  | 2020 | 1 | [5 empty] | Aberdeen | Glen Muick, Birkhall Ballater, Balmoral Estates, Ballater, Grampian | AB35 5TB
Inver Estate - D, Y (Inver Hydro) | Scotland | Inver Hydro LLP | 1999 | 1.999 | Small | Conventional (Storage) | 55.8705 | -6.0853 | 55.8562 | -6.0428 | FiT | 1983 | 38 | 45.8% | 50.3% | 2021-01-01 | 8826 |  | Strathclyde | Inver Estate Craighouse Isle of Jura | PA60 7XX
Allt Fionn Hydro Scheme | Scotland | Osspower / Glen Falloch Estate / Hydro Plan | 1999 | 1.999 | Small | Run of River | 56.3499 | -4.6995 | 56.3635 | -4.7158 | FiT | 2011 | 10 | 38.6% | 38.4% | 2021-01-01 | 6747 |  | Argyll & Bute | Allt Fionn Hydro Scheme Inverarnan Ardlui | G83 7DX
Derrydarroch Hydro / Derrydaroch Hydropower Scheme | Scotland | Darroch Power Limited / Glenfalloch Estate | 1999 | 1.999 | Small | Run of River | 56.3574 | -4.6796 | 56.340849248 56.357749353 56.372242879 56.3635130442 | -4.66098270689 -4.64857828345 -4.67960790525 -4.715759184 | FiT | 2015 | 6 | 35.3% | 34.8% | 2020-09-01 | 6112 |  |  | Derrydarroch Hydro Scheme Inverarnan Ardlui | G83 7DZ |  |  | £ 7.8 mil (As part of 2 schemes Derrydarroch Hydro and Upper Falloch)
Cia Aig Hydro Power Station | Scotland | RWE | 1999 | 1.999 | Small | Run of River | 56.9562 | -5.0009 | 56.9824 | -4.9904 | FiT | 2016 | 5 |  |  | 2016-08-01 | 1816 |  |  | Cia Aig Hydro Power Station Achnacarry Spean Bridge | PH34 4EJ
Glen Buck | Scotland | Foster Turner Hydro | 1999 | 1.999 | Small | Run of river | 57.0873 | -4.7427 | 57.057528 57.044370 57.050412 | -4.7555231 -4.7573309 -4.7622447 | FiT | 2016 | 5 | 3.9% | 9.3% | 2019-03-01 | 1636 |  | The Highland Council | Glen Buck Hydro Station Aberchalder Estate Invergarry | PH35 4HN
Grudie Hydro Station / River Grudie | Scotland | RWE | 1998 | 1.998 | Small | Run of River | 57.6501 | -5.4111 | 57.6361 | -5.4205 | FiT | 2017 | 4 | 37.1% | 42.4% | 2020-12-01 | 7438 |  |  | Grudie Hydro Station Loch Maree Achnasheen | IV22 2HL
Loch Garbhaig / Garbhaig HES / Garbhaig 2 | Scotland | Garbhaig Hydro Power Co Ltd | 1995 | 1.995 | Small | Conventional (Storage) | 57.6816 | -5.5325 | 57.6675 | -5.5262 | FiT | 2016 | 5 |  |  | 2017-07-01 | 8491 |  | The Highland Council | Loch Garbhaig Hydro Garbaigh House Loch Maree Achnasheen | IV22 2HW
Chonais Hydro / Allt a' Chonais | Scotland | Green Highland / Chonais Hydro Ltd. | 1990 | 1.99 | Small | Run of River | 57.4908 | -5.259 | 57.4829 | -5.2211 | FiT | 2015 | 6 | 20.4% | 40.1% | 2020-12-01 | 7004 |  | The Highland Council | Craig Achnashellach Strathcarron Wester-Ross | IV54 8YU |  |  | £9.3 million
Kiachnish Hydro Scheme | Scotland | Broadland Renewable Construction Ltd / Hydro Plan | 1960 | 1.96 | Small | Run of River | 56.7765 | -5.1535 | 56.7521 | -5.113 | FiT | 2017 | 4 | 39.8% | 41.5% | 2020-12-01 | 7295 |  | The Highland Council | Kiachnish Hydro Scheme Cruanan Estate Lochaber | PH33 6SH
Loch Turret WTW - D | Scotland | Scottish Water | 1950 | 1.95 | Small | WTW | 56.4034 | -3.8901 | - | - | RO | 1968 | 53 | 50.5% | 55.7% | 2021-01-01 | 8934 | 6774 | Perthshire | Loch Turret Water Treatment Works Glen Turret Crieff Perthshire | PH7 4LD
Ederline Hydro Scheme | Scotland | Ederline Estate (Gilkes Energy/ Hydro Plan) | 1908 | 1.908 | Small | Conventional (Storage) | 56.1834 | -5.3831 | 56.174635 56.168970 | -5.3436054 -5.3542840 | FiT | 2014 | 7 | 41.5% | 42.2% | 2020-06-01 | 7068 |  |  | Ederline Hydro Scheme Ford Lochgilphead | PA31 8RJ | 2009-2013 | 4
Bruar | Scotland | Bruar Hydro / Gilkes | 1900 | 1.9 | Small | Run of River | 56.83 | -3.9292 | 56.8678 | -3.9237 | FiT | 2015 | 6 | 32.8% | 41.5% | 2020-06-01 | 6927 |  |  | Bruar Powerhouse Blair Atholl | PH18 5UW
Mucomir Power Station | Scotland | Scottish and Southern Energy (SSE) | 1700 | 1.7 | Small | Run of River | 56.9103 | -4.9851 | 56.9103 | -4.9855 | None | 1962 | 59 | 33.5% | 27.3% | 2016-07-01 | 4683 |  | Highland | Mucomir Power Station Gairlochy By Spean Bridge | PH34
Beeston Weir | England | H20 Power Limited | 1676 | 1.676 | Small | Run of River | 52.912 | -1.2065 | - | - | RO | 2000 | 21 | 31.2% | 57.2% | 2021-01-01 | 7055 | 5174 | Nottinghamshire | Beeston Weir River Trent Beeston Nottingham | NG9 1NH
Claerwen | Wales | Dwr Cymru Welsh Water | 1670 | 1.67 | Small | Conventional (Storage) | 52.258 | -3.6578 | 52.2591 | -3.6587 | RO | 1997 | 24 | [5 empty] | Powys | Elan Valley Rhayader Powys | LD6 5HL
Badachro Hydro | Scotland | Badachro Hydro Limited | 1500 | 1.5 | Small | Conventional (Storage) | 57.6778 | -5.7074 | 57.6739 | -5.6973 | FiT | 2016 | 5 | 54.4% | 63% | 2020-12-01 | 8305 |  | The Highland Council | Badchro Hydro Cammassie Wood Gairloch | IV21 2AN
Mucomir Hydro Power Station | Scotland | SSE plc / Great Glen Hydro Group | 1500 | 1.5 | Small | Run of River | 56.9103 | -4.9851 | 56.9103 | -4.9855 | None | 2017 | 4 | 57.2% | 57.9% | 2020-11-01 | 7624 |  |  | Mucomir Power Station Gairlochy By Spean Bridge | PH34 4EQ
Garbh Hydro Allt Garbh | Scotland | Green Highland Renewables (on behalf of Highland Hydro Services) | 1500 | 1.5 | Small | Run of River | 57.2557 | -5.0182 | 57.2356 | -5.015 | FiT | 2017 | 4 | 30.8% | 33.5% | 2020-12-01 | 4407 |  | The Highland Council | Allt Garbh Glen Affric SW of Lodge Cannich | IV4 7LY
Eas A Ghaill Hydro Scheme | Scotland | Gilkes Energy | 1500 | 1.5 | Small | Run of River | 56.4047 | -4.9242 | 56.403649 56.385215 56.381322 | -4.8697905 -4.8751375 -4.8801371 | FiT | 2015 | 6 | 28.5% | 30.5% | 2020-12-01 | 4019 |  | Argylle and Bute | Eas a Ghaill Hydro Scheme PA33 1BB Dalmally | PA33 1BB
Coulags Hydro | Scotland | Green Highland | 1500 | 1.5 | Small | Run of River | 57.4565 | -5.4121 | 57.4679 | -5.4186 | FiT | 2017 | 4 | 14.2% | 10% | 2020-09-01 | 1321 |  | The Highland Council | Coulags Hydro Scheme Coulags Strathcarron | IV54 8YU | 2016-2017 | 1.5
Allt Arcabhi (aka Loch Blair) | Scotland | Green Highland | 1500 | 1.5 | Small | Run of River | 56.9813 | -5.2044 | 56.9931 | -5.2018 | FiT | 2015 | 6 | 46.5% | 30.7% | 2020-09-01 | 3395 |  | The Highland Council | Arcabhi Achnacarry Spean Bridge Loch Arkaig | PH34 4EL
Ardtornish Estate - Rannoch Dam Hydro Scheme - B / Rannoch Hydro Upgrade Ardtornish | Scotland | Ardtornish Estate / Hydro Plan | 1495 | 1.495 | Small | Conventional (Storage) | 56.5607 | -5.7299 | 56.5603 | -5.7187 | FiT | 2012 | 9 | 51.5% | 57.8% | 2020-12-01 | 7610 |  | Argyll & Bute | Rannoch Dam Hydro Scheme Ardtornish Estate Movern Oban | PA80 5UZ | 2010-2012 | 1.5
Innerhadden Hydro | Scotland | Innerhadden Hydro | 1400 | 1.4 | Small | Run of River | 56.6909 | -4.1676 | 56.658511 56.657648 | -4.1981553 -4.1656644 | FiT | 2011 | 10 | 37% | 41.6% | 2020-12-01 | 5115 |  | Perthshire | Kinloch Rannoch Pitlochry | PH16 5QD
Donich Hydro Scheme / Donich Water | Scotland | Gilkes Energy/Broadland Energy / Hydro Plan | 1350 | 1.35 | Small | Run of River | 56.1779 | -4.8951 | 56.1804 | -4.8655 | FiT | 2016 | 5 | 32.2% | 35.6% | 2020-12-01 | 4228 |  |  | Donich Hydro Scheme Inveronich Lochgoilhead | PA24 8AL
Taodail | Scotland | Gilkes Energy | 1350 | 1.35 | Small | Run of River | 57.4234 | -5.4233 | 57.4211 | -5.3946 | FiT | 2017 | 4 | 32.4% | 35.6% | 2021-01-01 | 4226 |  |  | Land at River Taodail Attadale Strathcarron | IV54 8YR
Carnoch Hydro Electric Generating Station | Scotland | RWE | 1350 | 1.35 | Small | Run of River | 56.6861 | -5.5069 | 56.6774 | -5.5023 | RO | 2009 | 12 | 30.4% | 34.2% | 2020-12-01 | 4051 | 3612 | Highland | Carnoch Hydro Electric Generating Station Glen Tarbert Fort William Inverness - Shire | PH33 7AF
Allt Ladaidh Hydro | Scotland | Green Highland Renewables | 1350 | 1.35 | Small | Run of River | 57.0721 | -4.9168 | 57.0602 | -4.9226 | FiT | 2016 | 5 | 28.1% | 29.3% | 2021-01-01 | 3468 |  | The Highland Council | Land West of Allt Ladaidh by Greenfield Invergarry | PH35 4HR
Beinn Eun Hydro Scheme | Scotland | Wyvis Estate / Hydro Plan | 1320 | 1.32 | Small | Run of River | 57.7257 | -4.5804 | 57.730569 57.717492 | -4.607382 -4.5988968 | FiT | 2016 | 5 | 36.6% | 41.4% | 2020-03-01 | 5093 |  | The Highland Council | Beinn Eun Hydro Scheme Wyvis Estate Evanton | IV16 9XW
Chliostair Power Station - A,C | Scotland | Scottish Southern Energy (SSE) | 1320 | 1.32 | Small | Conventional (Storage) | 57.9739 | -6.9747 | 57.9811 | -6.9595 | RO | 1960 | 61 | 32.2% | 36.7% | 2020-11-01 | 4251 | 4251 | Western Isles | Chliostair Power Station Chliostair Tarbert Isle of Harris | HS3 3AZ
Nostie Bridge Power Station - A | Scotland | Scottish Southern Energy (SSE) | 1300 | 1.3 | Small | Conventional (Storage) | 57.2852 | -5.5654 | 57.2988 | -5.563 | RO | 1950 | 71 | 41.8% | 57.2% | 2020-11-01 | 6536 | 6536 | Highland | Nostie Bridge Power Station Auchtertyre Kyle of Lochalsch Ross-shire | IV40 8EQ
Ben Glas Hydro | Scotland | Gilkes Energy | 1300 | 1.3 | Small | Run of River | 56.3425 | -4.7153 | 56.323644 56.321856 | -4.6902046 -4.6923235 | FiT | 2016 | 5 | 34.9% | 32.9% | 2021-01-01 | 3759 |  |  | Ben Glas Hydro Scheme Powerhouse Inverarnan Ardlui | G83 7DZ
Kerry Falls Power Station | Scotland | Scottish and Southern Energy (SSE) | 1250 | 1.25 | Small | Conventional (Storage) | 57.6851 | -5.6434 | 57.6864 | -5.6122 | RO | 1951 | 70 | 49.3% | 57.8% | 2020-11-01 | 6341 | 6341 | Highland | Kerry Falls Power Station Gairloch Ross-shire Scotland
Glen Fada / Ceannacroc / Ceannacroc Lodge | Scotland | Green Highland | 1250 | 1.25 | Small | Run of River | 57.1873 | -5.0147 | 57.198697 57.194507 | -5.0231029 -5.0425509 | FiT | 2016 | 5 | 41.7% | 46.9% | 2020-12-01 | 5147 |  |  | Glen Fada HEP Ceannacroc Estate Invermoriston | IV63 7YN
Burnhead Power Station - D | Scotland | Forrest Estate / Hydro Plan | 1210 | 1.21 | Small | Conventional (Storage) | 55.1442 | -4.2779 | 55.143173 55.135312 | -4.3029539 -4.3081896 | RO | 1983 | 38 | 33.6% | 2.6% | 2019-02-01 | 294 | 294 | Dumfries and Galloway | Burnhead Power Station Burnhead Dalry Castle Douglas | DG7 3XS
Bruach Caorainn Hydro / Bruach Chaorainn Burn | Scotland | TLS Hydro Power Limited / Bruach Chaorainn Hydro Ltd. | 1200 | 1.2 | Small | Run of River | 56.1744 | -4.5472 | 56.167 | -4.5787 | FiT | 2017 | 4 | 25.3% | 30% | 2020-12-01 | 3494 |  | Stirling | Bruach Caorainn Hydro Power Station Queen Elizabeth Forest Park Aberfoyle Stirling | FK8 3TG
Langwell Hydro (Canaird Hydro) / River Canaird Hydro Scheme | Scotland | Canaird River Company / DHG Hydro | 1200 | 1.2 | Small | Run of River | 57.9695 | -5.0632 | 57.97677 57.977146 | -5.0260332 -5.0272670 | FiT | 2016 | 5 | 52.8% | 54.5% | 2020-12-01 | 5739 |  | The Highland Council | Langwell Estate Langwell Strathcanaird Ullapool | IV26 2TP
Invervar | Scotland | Green Highland Renewables (on behalf of North Chesthill Estate) | 1200 | 1.2 | Small | Run of River | 56.6056 | -4.176 | 56.617562 56.615761 | -4.1857146 -4.1714469 | FiT | 2015 | 6 | 43.1% | 51.1% | 2021-01-01 | 5387 |  |  | Invervar Powerhouse Invervar Glenlyon Aberfeldy | PH15 2NH
Loch Dubh | Scotland | Scottish and Southern Energy (SSE) | 1200 | 1.2 | Small | Conventional (Storage) | 57.9618 | -5.1298 | 57.954 | -5.12 | RO | 1948 | 73 | 44.5% | 48.1% | 2020-11-01 | 5066 | 5066 | Highland | Loch Dubh Strath Kanaird Ullapool Ross and Cromarty | IV26 2TW
Uisge Labhair Hydro Scheme | Scotland | Corrour Estate / Hydro Plan | 1200 | 1.2 | Small | Run of River | 56.7961 | -4.5921 | 56.7984 | -4.5745 | FiT | 2015 | 6 | 27.7% | 29.5% | 2020-03-01 | 3105 |  | The Highland Council | Uisge Labhair Corrour Estate By Fort William | PH30 4AA | 2013-2015 | 2.5
Allt a' Chamabhreac Hydro Scheme / Corrour 4 | Scotland | Corrour Estate / Hydro Plan | 1200 | 1.2 | Small | Run of River | 56.7831 | -4.7395 | 56.7752 | 4.7144 | FiT | 2015 | 6 | 20.9% | 25.2% | 2020-03-01 | 2659 |  | The Highland Council | Allt a' Chamabhreac Hydro Scheme Corrour Estate By Fort William | PH30 4AA | 2013-2015 | 2.5
Duisky / Corry Glen Duisky | Scotland | Conaglen Estate / Hydro Plan | 1161 | 1.161 | Small | Run of River | 56.8392 | -5.2609 | 56.817531 56.818114 56.824962 | -5.2939718 -5.2864938 -5.2585647 | FiT | 2011 | 10 | 28.1% | 29% | 2021-01-01 | 4864 |  | The Highland Council | Garvan Hydro Scheme Garvan Nr Glenfinnan Fort William | PH33 7AW
Victoria Falls Station (Garbhaig) | Scotland | CRF Hydro Power Ltd | 1120 | 1.12 | Small | Run of River | 57.6816 | -5.5325 | 57.6675 | -5.5262 | RO | 1993 | 28 | 50.8% | 56.2% | 2015-03-01 | 5517 | 5517 |  | Victoria Falls Station Loch Garbhaig Strattadale Ross-shire
Ardverikie - D / Adverikie Estates Office | Scotland | Ardverikie House | 1100 | 1.1 | Small | Conventional (Storage) | 56.9532 | -4.4578 | 56.944111 56.938469 | -4.4420747 -4.4648682 | RO | 1988 | 33 | 51.4% | 67.2% | 2021-01-01 | 6493 | 5188 | Highland | Ardverikie Ardverikie Power House Kinlochlaggan Newtonmore | PH20 1BX
Nevis Range Hydro Scheme / Allt Choille Rais Burn | Scotland | Equitix and operated by Green Highland Renewables | 1100 | 1.1 | Small | Run of River | 56.8467 | -4.9457 | 56.8368 | -4.9443 | FiT | 2016 | 5 | 31% | 15.7% | 2020-01-01 | 1509 |  |  | Nevis Range Hydro Scheme Nevis Range Torlundy Fort William | PH33 6SQ
Blarghour Hydro Station- B | Scotland | Blarghour Farm / Hydro Plan | 1093 | 1.093 | Small | Run of River | 56.2716 | -5.2381 | 56.2687 | -5.1952 | FiT | 2014 | 7 | 34.8% | 38.5% | 2021-01-01 | 4087 |  |  | Blarghour Farm South Loch Awe Side by Dalmally | PA33 1BW
Caban Coch (north and south) | Wales | Dwr Cymru Welsh Water | 1070 | 1.07 | Small | Conventional (Storage) | 52.268 | -3.5755 | 52.2679 | -3.5775 | RO | 1997 | 24 | 20.4% | 9.8% | 2021-01-01 | 818 | 592 | Powys | Caban Coch Glan Valley Rhayader Powys | LD6 5HL
Callop | Scotland | Conaglen Estate / Hydro Plan | 1055 | 1.055 | Small | Run of River | 56.8538 | -5.405 | 56.8375 | -5.4143 | RO | 2009 | 12 | 36.1% | 37.5% | 2021-01-01 | 4764 | 3190 | Highland | Callop Hydro Scheme Callop Glenfinnan Inverness - Shire | PH37 4LT
Slatach Hydro Power Station / Abhainn Slatach | Scotland | TLS Hydro Power Limited | 1045 | 1.045 | Small | Run of River | 56.8687 | -5.4484 | 56.875943 56.864227 | -5.4691321 -5.4663440 | FiT | 2013 | 8 | 38.2% | 39.9% | 2021-01-01 | 3665 |  | Highland | Slatach Hydro Power Station Glenaladale Estate Slatach House Glenfinnan | PH37 4LT
Inverbeg Hydro Scheme | Scotland | Luss Estate / Hydro Plan | 1042 | 1.042 | Small | Run of River | 56.146 | -4.665 | 56.143 | -4.6923 | FiT | 2010 | 11 | 35.3% | 38.5% | 2020-08-01 | 3527 |  | Argyll & Bute | Inverbeg Hydro Scheme Glen Douglas Road Inverbeg Luss | G83 8PD
Allt Doe Hydro Generating Station / Glendoe Lodge | Scotland | Green Highland | 1022 | 1.022 | Small | Run of River | 57.1529 | -4.6438 | 57.151 | -4.6389 | FiT | 2013 | 8 | 29.5% | 33% | 2021-01-01 | 2963 |  | Highland | Glen Doe Estate Fort Augustus | PH32 4BZ
Castles Hydro (also known as Allt Mhoille Hydro) | Scotland | Castles Estate | 1014 | 1.014 | Small | Run of River | 56.4218 | -5.0327 | 56.434141 56.423109 56.416533 | -5.0472448 -5.0593188 -5.0606136 | FiT | 2011 | 10 | 35.1% | 39.5% | 2020-12-01 | 3518 |  | Argyll & Bute | Castle Estate Hydro Dalmally | PA33 1BP
Druimdrishaig Hydro Scheme | Scotland | Ormsary Farmers | 1000 | 1 | Small | Run of River | 55.8855 | -5.614 | 55.8863 | -5.5403 |  | 2015 | 6 | 59.6% | 65% | 2021-01-01 | 5711 |  |  | Druimdrishaig Farm Ormsary Lochgilphead | PA31 8PE
Cwm Rheidol Hydro Dam (gen4) (A,E) | Wales | Skatkraft | 1000 | 1 | Small | Conventional (Storage) | 52.3971 | -3.9205 | 52.3976 | -3.9204 | RO | 1961 | 60 | 35.9% | 48.9% | 2021-01-01 | 4293 | 2979 | Carmarthenshire | CWM Rheidol Hydro Dam (A,E) Cwm Rheidol Aberystwyth Dyfed | SY23 3NF | 1957-1962 | 4 | £10 million
Franklaw Hydro at Franklaw Water Treatment - A,C,D | England | United Utilities Franklaw WTW | 1000 | 1 | Small | Run of River | 53.8748 | -2.7716 | - | - | RO | 2004 | 17 | 45.6% | 47.4% | 2020-11-01 | 4164 | 4164 | Lancashire | Franklaw Hydro at Franklaw Water Treatment - A,C, United Utilities Catterall Lane Preston | PR3 0PJ
Leacann Hydro | Scotland | DHG Hydro / Gilkes Energy | 1000 | 1 | Small | Run of River | 56.1725 | -5.1883 | 56.184 | -5.2032 | FiT | 2016 | 5 | 37.8% | 41.8% | 2021-01-01 | 3671 |  | Argyll and Bute | Leacann Hydro Brenchoille Farm Inverarary | PA32 8XN
Keltie Water Hydro Electric Scheme / Arivurichardich Reservoir | Scotland | Drummond Estate / Gilkes | 1000 | 1 | Small | Run of River | 56.2735 | -4.2011 | 56.296664 56.290731 | -4.2009737 -4.2100935 | FiT | 2016 | 5 | 34.7% | 36.1% | 2020-09-01 | 3170 |  |  | Keltie Water Hydro Electric Scheme Braeleny Callander | FK17 8LT
Innerwick Hydro | Scotland | Shawater | 1000 | 1 | Small | Run of River | 56.5979 | -4.301 | 56.602883 56.616135 56.619819 | -4.3380889 -4.3261664 -4.3057381 | FiT | 2010 | 11 | 27.8% | 29.1% | 2020-09-01 | 2555 |  | Perth and Kinross | Innerwick Glen Lyon By Aberfeldy | PH15 2PP
Beinn Eagagach Hydro Scheme | Scotland | Edradynate & Derculich Estates | 1000 | 1 | Small | Run of River | 56.6463 | -3.8215 | 56.6554 | -3.8529 | FiT | 2016 | 5 | 39% | 52.8% | 2020-03-01 | 4631 |  |  | Beinn Eagagach Hydro Scheme Edradynate Estate Aberfeldy | PH15 2JT
Easan Dorcha Hydro Scheme | Scotland | Coulin Estate / Hydro Plan | 1000 | 1 | Small | Run of River | 57.5197 | -5.3166 | 57.5211260268 57.5201387203 | -5.33724794535 -5.33796367584 | FiT | 2018 | 3 | 37% | 34.8% | 2020-03-01 | 3049 |  |  | Easan Dorcha Hydro Scheme Coulin Estate Achnasheen | IV22 2EQ | 2017-2018 | 1.1667
Ledgowan Hydro / Allt Gharagain | Scotland | Green Highland | 1000 | 1 | Small | Run of River | 57.5362 | -5.129 | 57.5197 | -5.1239 | FiT | 2015 | 6 | 30.8% | 32.6% | 2021-01-01 | 2859 |  | The Highland Council | Allt Gharagain Ledgowan By Achnasheen | IV22 2EQ |  |  | £3.5 million
Munerigie Hydro Scheme MHP 1 / Munergie Hydro Scheme | Scotland | Foster Turner Hydro | 1000 | 1 | Small | Run of River | 57.082 | -4.8587 | 57.097894 57.104782 | -4.8486882 -4.8769225 | FiT | 2017 | 4 | 6.1% | 17.4% | 2019-03-01 | 1512 |  | The Highland Council | MHP 1 Munerigie Farm Invergarry | PH35 4HG
Glenn Glass Novar Est | Scotland | Novar Estate | 1000 | 1 | Small | Run of River | 57.6827 | -4.4231 | 57.6822 | -4.4249 | RO | 1997 | 24 | 41.3% | 49.3% | 2021-01-01 | 3964 | 2972 | Highland | SRO Glenglass Hydro Limited Glenglass Hydro Ltd River Glass (Allt Graad) Novar | IV16 9XL
Glen Fyne "Merk" Hydro / Merk Burn | Scotland | Merk hydro project | 1000 | 1 | Small | Run of River | 56.2925 | -4.8906 | 56.3101 | -4.8834 |  | 2015 | 6 | [5 empty] | Strathclyde | Upper Glen Fyne Woodland Cladich Argyll And Bute
Beochlich Hydro Electric Site / Allt Beochlich | Scotland | Thrive Renewables / Triodos Renewables plc | 998 | 0.998 | Small | Conventional (Storage) | 56.2875 | -5.1932 | 56.29 | -5.1846 | RO | 1998 | 23 | 41.6% | 34.1% | 2020-11-01 | 2993 | 1670 | Argyll & Bute | Beochlich Hydro Electric Scheme Ballimeanoch Farm Ballimeanoch Dalmally | PA33 1BW
Kintarbert A | Scotland | DAMD / Hydro Plan | 998 | 0.998 | Small | Run of River | 55.8533 | -5.4718 | 55.8689 | -5.4752 | FiT | 2014 | 7 | 23.7% | 27.7% | 2020-03-01 | 2427 |  |  | Kintarbert A Tarbert | PA29 6XX
Wester Fearn | Scotland | Fearn Lodge | 980 | 0.98 | Small | Run of River | 57.8564 | -4.314 | 57.843 | -4.3657 | FiT | 2010 | 11 | 30.2% | 32.5% | 2020-09-01 | 2801 |  | Highland | midfearn estate Ardgay | IV24 3DL
Cloiche Creiche Hydro Scheme | Scotland | Broadland Renewable Construction Ltd / Hydro Plan | 978 | 0.978 | Small | Run of River | 56.6825 | -5.5643 | 56.669637 56.674064 | -5.5607101 -5.5416892 | FiT | 2016 | 5 | 39.2% | 42% | 2020-12-01 | 3317 |  |  | Laudale Estate Ardgour Fort William | PH33 7AF
Roadford Reservoir Hydro Station - D | England | South West Water Ltd | 975 | 0.975 | Small | Conventional (Storage) | 50.6872 | -4.2378 | 50.6884 | -4.2368 | RO | 1986 | 35 | 9.1% | 7.4% | 2020-12-01 | 637 | 617 | Devon | Roadford Reservoir Hydro Station Roadford Reservoir Hydro Station Broadwoodwidger | PL16 0SW
Glen Kinglas Hydro Ltd - C | Scotland | Strone Estate | 960 | 0.96 | Small | Run of River | 56.2464 | -4.9197 | 56.2446 | -4.8903 | RO | 2004 | 17 | 33.7% | 34.9% | 2021-01-01 | 2939 | 2280 | Argyll & Bute | Glen Kinglas Hydro Ltd - A,C River Kinglass Strone Estate Cairndow | PA26 8BQ
Pundeavon2 | Scotland | Ashrona Power Applications Ltd | 960 | 0.96 | Small | Run of River | 55.7683 | -4.697 | 55.7862 | -4.7254 | FiT | 2019 | 2 | 35% | 34.6% | 2021-01-01 | 2917 |  |  | Holehouse Farm Kilbirnie | KA25 7LA
River Finnan | Scotland | Ian Leith | 959 | 0.959 | Small | Run of River | 56.8985 | -5.4306 | 56.913755 56.909897 | -5.4166876 -5.4237767 | FiT | 2012 | 9 | 38.5% | 41.3% | 2021-01-01 | 3478 |  | Highland | Glenfinnan Estate Glenfinnan Fort William | PH37 4LT
Roromore Hydro | Scotland | Roro Estate | 955 | 0.955 | Small | Run of River | 56.5952 | -4.2398 | 56.5802 | -4.2395 | FiT | 2011 | 10 | 30.9% | 38.2% | 2020-12-01 | 3206 |  | Perth and Kinross | Roro Estate Glenlyon Aberfeldy | PH15 2PW
Esregan / Esragan Hydro Scheme | Scotland | Ardchattan Hydro Ltd / Gilkes | 955 | 0.955 | Small | Run of River | 56.4669 | -5.2671 | 56.4783 | -5.2712 | RO | 2009 | 12 | 30.5% | 29.5% | 2021-01-01 | 2478 | 1970 | Argyll & Bute | inveresregan Bonawe connel Oban | PA37 1RG
Inverbain Hydroelectric Scheme - A | Scotland | RWE | 950 | 0.95 | Small | Run of River | 57.53 | -5.6979 | 57.5207 | -5.6991 | RO | 2006 | 15 | 46% | 52.8% | 2020-12-01 | 4408 | 3837 | Highland | Inverbain Hydroelectric Scheme - A (4/9/2006) Loch Sheildaig Strathcarron Ross - Shire | IV54 8XH
Loch an Laoigh Hydro Scheme | Scotland | Gilkes Energy | 950 | 0.95 | Small | Run of River | 57.4039 | -5.3036 | 57.414 | -5.2979 | FiT | 2017 | 4 | 45.3% | 49.5% | 2020-12-01 | 4128 |  |  | Loch an Laoigh Hydro Scheme Attadale Estate Strathcarron | IV54 8YN
Allt A' Bhuiridh Hydro Generating Station / Inverailort Estate Hydro Scheme | Scotland | Coneloch Renewables LLP | 950 | 0.95 | Small | Run of River | 56.8755 | -5.6473 | 56.8672 | -5.6482 | FiT | 2015 | 6 | 34.2% | 33.3% | 2021-01-01 | 2776 |  | The Highland Council | Lochailort Estate Glenshian Lodge Lochailort | PH38 4LZ
Scandale Beck Hydro | England | Ellergreen Hydro / Gilkes | 944 | 0.944 | Small | Run of River | 54.4394 | -2.9698 | 54.4561 | -2.9595 | FiT | 2015 | 6 | 35.3% | 37.4% | 2020-03-01 | 2980 |  |  | Scandale Hydro Ambleside | LA22 9PL
Glenlyon Estate - A,D | Scotland | Glenlyon Estate | 900 | 0.9 | Small | Run of River | 56.5994 | -4.0611 | 56.618 | -4.0715 | RO | 1995 | 26 | 35.1% | 48.4% | 2021-01-01 | 3829 | 3207 | Perth and Kinross | Glenlyon Estate Fortineall Aberfeldy Perthshire | PH15 2PL
Camserney Hydro Scheme - A | Scotland | Camserney Hydro Scheme Ltd | 900 | 0.9 | Small | Run of River | 56.6207 | -3.9303 | 56.630832 56.643969 | -3.941936 -3.9385249 | RO | 2004 | 17 | 33.3% | 41.8% | 2020-12-01 | 3307 | 2810 | Perth and Kinross | Camserney Hydro Scheme - A Camserney Aberfeldy Perthshire | PH15 2JG
Upper Falloch Hydro | Scotland | Glenfalloch Estate | 900 | 0.9 | Small | Run of River | 56.3778 | -4.6416 | 56.362 | -4.6188 | FiT | 2015 | 6 | 31.7% | 41.4% | 2020-09-01 | 3269 |  |  | Upper Falloch Power House Inverarnan Ardlui | FK20 8RL |  |  | £ 7.8 mil (As part of 2 schemes Derrydarroch Hydro and Upper Falloch)
Kames / Kames - Eas Mor | Scotland | Gilkes Energy | 900 | 0.9 | Small | Run of River | 56.2436 | -5.2597 | 56.2422 | -5.2374 | FiT | 2015 | 6 | 34.5% | 36.8% | 2021-01-01 | 2907 |  | Argylle and Bute | Kames Hydro Scheme Ardconnel Farm East Lochaweside Dalmally | PA33 1BW
Garvault | Scotland | Garvault Estate / Hydro Plan | 890 | 0.89 | Small | Run of River | 58.2467 | -4.7562 | 58.2414 | -4.7699 | FiT | 2011 | 10 | 37.9% | 40.4% | 2020-05-01 | 3196 |  | Highland | Garvault Hydro Scheme Loch Merkland Merkland Achfary | IV27 4NZ
Stanley Mills Hydro | Scotland | RWE | 886 | 0.886 | Small | Run of River | 56.4792 | -3.4378 | 56.4823 | -3.4351 | RO | 2003 | 18 | 24.1% | 49.8% | 2020-12-01 | 3872 | 3541 | Perth and Kinross | Stanley Mills Hydro Station - A Mill Road Stanley Mills Stanley | PH1 4QE
Awe Barrage - A | Scotland | SSE | 886 | 0.886 | Small | Conventional (Storage) | 56.41 | -5.1689 | 56.4099 | -5.1697 | RO | 1956 | 65 | 26.3% | 24.5% | 2020-11-01 | 1907 | 1907 | Argyll & Bute | Awe Barrage - A Pass of Brander Bridge of Awe Argyll | PA35 1HR
Sion Mills Hydro | NI | Sion Mills Hydro Ltd | 882 | 0.882 | Small | Run of River | 54.787 | -7.4658 | 54.7828 | -7.4617 | RO | 2017 | 4 | 19.4% | 23.8% | 2020-12-01 | 1845 | 3124 |  | Turbine Building Former Herdmans Mill 11 Mill Avenue Sion Mills | BT82 9HE
Glen Tarbert | Scotland | RWE | 850 | 0.85 | Small | Run of River | 56.688 | -5.4869 | 56.6986 | -5.4894 | RO | 2000 | 21 | 41.9% | 46.8% | 2020-12-01 | 3542 | 3119 | Highland | SRO Glen Tarbert Gleann Feith a Strontian Argyll | PH36
Inverinain Hydro Generation Station | Scotland | South Chesthill Hydro Ltd / Green Highland | 850 | 0.85 | Small | Run of River | 56.5997 | -4.1963 | 56.592692 56.592950 | -4.1872253 -4.1966918 | FiT | 2012 | 9 | 36.2% | 41.3% | 2021-01-01 | 3085 |  | Perth and Kinross | Inverinain Aberfeldy | PH15 2PN
Greeto | Scotland | Stakis Hydro LLP | 840 | 0.84 | Small | Run of River | 55.7954 | -4.8255 | 55.8004 | -4.828 | FiT | 2016 | 5 | 25% | 25.2% | 2020-03-01 | 1858 |  |  | Greeto Hydro off Bellesdale Avenue Largs | KA30 9EF
Garry Gualach / Allt Garaidh Ghualaich | Scotland | RWE | 830 | 0.83 | Small | Run of River | 57.0532 | -5.0249 | 57.0445 | -5.0355 | RO | 2002 | 19 | 34.2% | 37.3% | 2020-12-01 | 2716 | 2455 | Highland | SRO Garry Gualach Hydro Station - A Garry Gualach Invergarry Fort Augustus | PH35 4HR
Garvan | Scotland | Conaglen Estate / Hydro Plan | 821 | 0.821 | Small | Run of River | 56.8404 | -5.3205 | 56.827 | -5.3467 | FiT | 2011 | 10 | 28.1% | 29% | 2021-01-01 | 4864 |  | The Highland Council | Garvan Hydro Scheme Garvan Nr Glenfinnan Fort William | PH33 7AW
Ardtornish Estate -Uileann Hydro Scheme | Scotland | Ardtornish Estate / Hydro Plan | 818 | 0.818 | Small | Run of River | 56.5928 | -5.6671 | 56.5895 | -5.6305 | FiT | 2015 | 6 | 26.5% | 33.7% | 2020-12-01 | 2367 |  | The Highland Council | Uileann Hydro Scheme Ardtornish Estate Morvern Oban | PA80 5XD
Achnasheen Hydro Scheme / Lochrosque Hydro Scheme | Scotland | Green Highland Renewables | 812 | 0.812 | Small | Run of River | 57.5807 | -5.077 | 57.5912 | -5.0941 | FiT | 2014 | 7 | 23.6% | 24.5% | 2021-01-01 | 1746 |  | The Highland Council | Creagan Achnasheen | IV22 2EE
Pen y Garreg | Wales | Dwr Cymru Welsh Water | 810 | 0.81 | Small | Conventional (Storage) | 52.2937 | -3.5969 | 52.294 | -3.5977 | RO | 1997 | 24 | [5 empty] | Powys | Elan Valley Rhayader Powys | LD6 5HL
Dunan Hydro | Scotland | Green Power International | 800 | 0.8 | Small | Run of River | 56.7109 | -4.558 | 56.7267 | -4.5587 | FiT | 2016 | 5 | 32.4% | 41% | 2021-01-01 | 2879 |  |  | Dunan Hydro Dunan Estate Rannoch Station Pitlochery | PH17 2QB
Allt Essan HEP | Scotland | Private Developer / Dulas Hydro | 800 | 0.8 | Small | Run of River | 56.4195 | -4.5209 | 56.4241 | -4.5378 | FiT | 2016 | 5 | 31% | 36.2% | 2020-12-01 | 2546 |  |  | Lochdochart Estate Lochdochart Crianlarich | FK20 8QS
Allt Chorie a Bhalachain | Scotland | Green Highland Renewables | 800 | 0.8 | Small | Run of River | 57.0562 | -5.0817 | 57.0414 | -5.1037 | FiT | 2015 | 6 | 24.9% | 29.4% | 2021-01-01 | 2066 |  | The Highland Council | Allt Chorie a Bhalachain by Tomdoun Invergarry | PH35 4HS |  |  | £3 million
Choire a Bhalachain | Scotland | Green Highland | 800 | 0.8 | Small | Run of River | 57.0562 | -5.0817 | 57.0414 | -5.1037 |  | 2015 | 6 | [5 empty] | The highland Council | Invergarry
Ardvorlich | Scotland | Ardvorlich Estate / Gilkes / Hydro Plan | 790 | 0.79 | Small | Run of River | 56.3782 | -4.2163 | 56.360852 56.360982 56.363130 | -4.2088372 -4.2101311 -4.2191372 | FiT | 2011 | 10 | 38.9% | 38.9% | 2021-01-01 | 2700 |  | Stirlingshire | Ardvorlich Lochearnhead | FK19 8QE
Ormsary - A,C,D | Scotland | Ormsary Farmers | 785 | 0.785 | Small | Conventional (Storage) | 55.9241 | -5.5713 | 55.9198 | -5.558 | RO | 1981 | 40 | 60.2% | 46.7% | 2021-01-01 | 3220 | 2535 | Strathclyde | Ormsary Estate Ormsary Lochgilphead Agryll | PA31 8PE
Roroyere Hydro Scheme | Scotland | Green Highland | 780 | 0.78 | Small | Run of River | 56.5966 | -4.2656 | 56.5862 | -4.2647 | FiT | 2011 | 10 | 24.9% | 25.4% | 2021-01-01 | 1897 |  | Perth and Kinross | Roroyere Hydro Glen Lyon (Near Aberfeldy) | PH15 2PW |  | 0.75 | £ 1.8 million
Sion Mills Hydro - A | NI | Sion Mills Hydro Ltd | 780 | 0.78 | Small | Run of River | 54.787 | -7.4658 | 54.7828 | -7.4617 | RO | 1997 | 24 | 34.4% | 20.3% | 2016-12-01 | 1391 | 1391 | County Tyrone | Sion Mills Hydro A Herdmans Limited 11 Mill Avenue Sion Mills Strabane | BT82 9HE
Doire Garbh | Scotland |  | 780 | 0.78 | Small | Run of River | 57.0532 | -5.0249 | 57.0445 | -5.0355 | [8 empty] | The Highland Council
Ffestiniog | Wales | Dwr Cymru Welsh Water | 760 | 0.76 | Small | Pumped Storage | 52.9809 | -3.9686 | 52.9806 | -3.9885 | RO | 1998 | 23 | 18.5% | 11.1% | 2021-01-01 | 728 | 336 | Gwynedd | Ffestiniog Rhyd-uy-sam Blaenau Ffestiniog | LL41 3TP
Frenich Hydro / Frenich Burn | Scotland | Gilkes Energy and the landowners, the McKerrow family / Hydro Plan / Frenich Hydro Ltd | 755 | 0.755 | Small | Run of River | 56.7065 | -3.9187 | 56.6913 | -3.9226 | FiT | 2013 | 8 | 27.3% | 30.1% | 2021-01-01 | 2011 |  | Tayside | Frenich Hydro Ltd Lick Farm Pitlochry | PH16 5NG | 2012-2013 | 1.0833
Burnhead B Power Station | Scotland | Forrest Estate / Hydro Plan | 750 | 0.75 | Small | Conventional (Storage) | 55.1444 | -4.278 | 55.143173 55.135312 | -4.3029539 -4.3081896 | FiT | 2013 | 8 | 57.1% | 68.9% | 2020-12-01 | 4537 |  |  | Burnhead B Power Station Forrest Estate Dalry Castle Douglas | DG7 3XS
Derryguaig Hydro | Scotland | Kilfinichen Estate | 750 | 0.75 | Small | Run of River | 56.4467 | -6.0719 | 56.4295 | -6.056 | FiT | 2014 | 7 | 49% | 53.4% | 2020-12-01 | 3516 |  |  | Kilfinichen Estate Isle of Mull | PA68 6EJ
Morar Power Station - A,C | Scotland | SSE | 750 | 0.75 | Small | Conventional (Storage) | 56.9633 | -5.8123 | 56.9635 | -5.8125 | RO | 1948 | 73 | 40.4% | 42.2% | 2020-11-01 | 2781 | 2781 | Highland | Morar Power Station Morar Lochaber Inverness - Shire | PH40 4PV
Clywedog Dam - A,E | Wales | Severn Trent Water Ltd | 750 | 0.75 | Small | Conventional (Storage) | 52.4697 | -3.6026 | 52.4703 | -3.6032 | RO | 1967 | 54 | 45% | 39.6% | 2020-11-01 | 2611 | 2573 | Powys | Clywedog Dam Severn Trent Water Clywedog Dam Llanidloes | SY18 6NU
Allt Dubh / Achnasaul | Scotland | Green Highland | 750 | 0.75 | Small | Run of River | 56.9597 | -5.0392 | 56.9742 | -5.0259 | FiT | 2015 | 6 | 34.1% | 35.3% | 2021-01-01 | 2322 |  | The Highland Council | Achnasaul Achnacarry Spean Bridge | PH34 4EL
Kendrum Burn Hydro Power Station | Scotland | Gilkes Energy | 750 | 0.75 | Small | Run of River | 56.3699 | -4.3013 | 56.3822 | -4.326 | FiT | 2016 | 5 | 31.4% | 32.4% | 2021-01-01 | 2133 |  |  | Kendrum Burn Hydro Power Station Edinchip Estate Lochearnhead | FK19 8NT
Selset Hydro Electric Power Station | England | RWE | 740 | 0.74 | Small | Conventional (Storage) | 54.5855 | -2.1241 | 54.586 | -2.1274 | FiT | 2011 | 10 | 75.9% | 55.1% | 2020-12-01 | 3633 |  | Durham | Selset Hydro Electric Generating Station Selset Reservoir Middleton In Teesdale North of Barnard Castle | DL12 0PP
Ardtornish Estate - Tearnait Hydro Scheme / Loch Tearnait Lochaline | Scotland | Ardtorish Estate / Hydro Plan | 735 | 0.735 | Small | Conventional (Storage) | 56.5579 | -5.6925 | 56.56 | -5.6774 | FiT | 2011 | 10 | 52.9% | 53% | 2020-12-01 | 3253 |  | The Highland Council | Tearnait Hydro Scheme Ardtornish Estate Morvern Oban | PA80 5UZ | 2009-2011 | 1.5
Gisla Power Station - A | Scotland | SSE | 720 | 0.72 | Small | Conventional (Storage) | 58.1275 | -6.8783 | 58.1305 | -6.8915 | RO | 1960 | 61 | 36.1% | 45.6% | 2020-11-01 | 2886 | 2886 | Highland | Gisla Power Station Roag Near Stornoway Isle of Lewis | IV5 19X
Duror | Scotland | H2O Power Generation Power Ltd. | 710 | 0.71 | Small | Run of River | 56.6426 | -5.2541 | 56.6335 | -5.2339 | RO | 1998 | 23 | 37.4% | 41.1% | 2020-09-01 | 2563 | 2563 | Highland | SRO Duror Glen Duror Auchendarrodk By Ballachulish | PA38 4BS
Morwellham Hydro Station - A | England | South West Water | 701 | 0.701 | Small | Run of River | 50.5075 | -4.1909 | 50.5085 | -4.1913 | RO | 1934 | 87 | 41.8% | 32.5% | 2020-12-01 | 2002 | 1603 | Devon | Morwellham Hydro Station Morwellham Tavistock Devon | PL19 8JL
Neaty Burn | Scotland | Gilkes Energy and the landowner Mr Frank Spencer-Nairn. | 700 | 0.7 | Small | Run of River | 57.4236 | -4.738 | 57.436 | -4.7473 | FiT | 2014 | 7 | 33.2% | 41% | 2021-01-01 | 2520 |  | The Highland Council | Culligran Estate Glenstrathfarrar Struy Beauly | IV4 7JX
Allt Eilidh | Scotland | Osprey Energy Ltd. | 700 | 0.7 | Small | Run of River | 56.617 | -5.1528 | 56.6275 | -5.1532 |  | 2020 | 1
Balnacarn / Balnacarn Burn | Scotland | Dulas Hydro / DHG Hydro | 700 | 0.7 | Small | Run of River | 57.1765 | -4.8581 | 57.1903 | -4.8557 | FiT | 2012 | 9 | 27.6% | 34.5% | 2020-12-01 | 2120 |  | Inverness-shire | Balnacarn Hydro Generation Station Balnacarn Dalcreichart Inverness | IV63 7YJ
Ross Priory Raw Water Station | Scotland | Scottish Water | 698 | 0.698 | Small | WTW | 56.0543 | -4.5475 | - | - | FiT | 2015 | 6 | 16.5% | 24.3% | 2019-01-01 | 1485 |  |  | Ross Priory Alexandria | G83 8NL
Auchtertyre | Scotland | RWE | 690 | 0.69 | Small | Run of River | 56.424 | -4.6724 | 56.442797 56.438954 | -4.6742414 -4.6613762 | RO | 2000 | 21 | 39.3% | 40.6% | 2020-10-01 | 2972 | 2972 | Falkirk | SRO Auchtertyre Hydro Station Alt Gleann Chalchin Auchtertyre Tyndrum | FK20 8RU
Barton Hydro | England | H2O Power | 690 | 0.69 | Small | Run of River | 53.4648 | -2.3811 | 53.4649 | -2.3805 | RO | 1995 | 26 | 15.5% | 26.3% | 2021-01-01 | 1567 | 965 | Greater Manchester | Barton Hydro Davyhulme Locks Davy Hulme Eccles | M30 0FG
West Merkland | Scotland | Garvault Estate / Hydro Plan | 684 | 0.684 | Small | Run of River | 58.2556 | -4.755 | 58.2632 | -4.749 | FiT | 2011 | 10 | 31.1% | 36.8% | 2020-05-01 | 2261 |  | Highland | West Merkland Hydro Scheme Loch Merkland Merkland Achfary | IV27 4NZ
Inverliever Hydro / River Liever | Scotland | Inverliever Hydro Ltd | 680 | 0.68 | Small | Run of River | 56.1953 | -5.394 | 56.2071 | -5.3977 | FiT | 2010 | 11 | 43.5% | 40.9% | 2020-12-01 | 2443 |  | Argyll & Bute | Inverliever Hydro Power House Ford | PA31 8RH
Little Wyvis / (Glenskiach or Glensgaich) / Wyvis Hydro Ltd | Scotland | Wyvis Hydro ltd. | 680 | 0.68 | Small | Run of River | 57.6115 | -4.5815 | 57.6243 | -4.5893 | RO | 2001 | 20 | 38.6% | 34.8% | 2020-11-01 | 2081 | 1909 | Highland | SRO Little Wyvis Little Wyvis Glensgiach Strathpeffer | IV23 2PG
Inverhaggernie | Scotland | Lochdochart Estate / Dulas Hydro | 680 | 0.68 | Small | Run of River | 56.4044 | -4.6394 | 56.4202 | -4.6194 | FiT | 2009 | 12 | 23.9% | 16.1% | 2020-09-01 | 964 |  | Falkirk | Inverhaggernie generation station Inverhaggernie farm Crianlarich | FK20 8RU | 2008-2009 | 1
Druimavuic Hydro / Allt Buidhe | Scotland | Glencreran Estate | 670 | 0.67 | Small | Run of River | 56.5526 | -5.2441 | 56.5486 | -5.2206 | FiT | 2014 | 7 | 37.7% | 30.1% | 2021-01-01 | 1774 |  |  | Druimavuic Glencreran Estate Glenure House Appin | PA38 4BQ
Hafod y Llan Hydropower scheme | Wales | The National Trust Wales / Good Energy | 660 | 0.66 | Small | Run of River | 53.0421 | -4.0464 | 53.0476 | -4.0582 | FiT | 2013 | 8 | 33.4% | 39.1% | 2021-01-01 | 2265 |  |  | Hafod y Llan Farm Nant Gwynant Beddgelert Caernarfon | LL55 4NQ
SRO Ardtornish Estate-River Rannoch Hydro Scheme - A | Scotland | Ardtornish Estate | 657 | 0.657 | Small | Run of River | 56.5607 | -5.7299 | 56.5603 | -5.7187 | RO | 1996 | 25 | 41.6% | 45.6% | 2011-04-01 | 2625 | 2625 | Highland | SRO Ardtornish Estate-River Rannoch Hydro Scheme Morvern Oban Argyll | PA34 5UZ
Monar Lodge Hydro | Scotland | Green Highland | 650 | 0.65 | Small | Run of River | 57.4169 | -4.9954 | 57.4297 | -4.9822 | FiT | 2013 | 8 | 37.8% | 42.2% | 2021-01-01 | 2410 |  | The Highland Council | Monar Lodge Glen Strathfarrar By Struy Beauly | IV4 7JX
Allt Baile Nan Carn | Scotland |  | 650 | 0.65 | Small | Run of River | 57.1765 | -4.8581 | 57.1903 | -4.8557 | [8 empty] | The Highland Council
Balgonie Hydro Power Station | Scotland | TLS Hydropower Ltd | 650 | 0.65 | Small | Run of River | 56.1952 | -3.1123 | 56.195 | -3.1127 | RO | 1922 | 99 | 36.9% | 39.8% | 2021-01-01 | 2271 | 1680 | Fife | Balgonie Hydro Power Staiton Balgonie Castle Markinch Glenrothes | KY7 6HQ
Forebush Power Station - D | Scotland | Fred Olsen Ltd | 650 | 0.65 | Small | Conventional (Storage) | 55.1526 | -4.2829 | 55.154 | -4.3052 | RO | 1987 | 34 | 31.3% | 24.1% | 2020-12-01 | 1374 | 1286 | Dumfries and Galloway | Forebush Power Station Forrest Estate Dalry Castle Douglas | DG7 3XS
Tourgill | Scotland | Ashrona Power Systems Ltd | 630 | 0.63 | Small | Run of River | 55.8351 | -4.8413 | 55.8338 | -4.8172 | FiT | 2011 | 10 | 20% | 19% | 2021-01-01 | 1051 |  | Ayrshire | Turbine House Tourgill farm Brisbane Glen Largs | KA30 8SN
Pitmain Hydro 1 / Allt Mhor | Scotland | Pitmain Estate Limited | 601 | 0.601 | Small | Run of River | 57.0974 | -4.0704 | 57.120869 57.120290 | -4.0927693 -4.0967377 | FiT | 2015 | 6 | 34% | 37.6% | 2020-03-01 | 1983 |  | The Highland Council | Pitmain Hydro Pitmain Estate Kingussie | PH21 1LR
Ballimore Farm Generating Station | Scotland | Ballimore Hydro Ltd | 600 | 0.6 | Small | Run of River | 56.3277 | -4.378 | 56.3147822999 56.327464588 | -4.42056874279 -4.42504624223 | FiT | 2017 | 4 | 42.1% | 41.3% | 2020-12-01 | 2174 |  |  | Ballimore Farm Balquhidder Lochearnhead | FK19 8PE
Strathblane Cross Connection | Scotland | Scottish Water | 586 | 0.586 | Small | Water Reservoir |  |  | 55.9503 | -4.2964 | FiT | 2015 | 6 | 25.7% | 32.5% | 2021-01-01 | 1674 |  |  | Blanefield Strathblane | G63 9JW
Blantyre Mill - A / Blantyre Power Station | Scotland | Blantyre Hydro Limited | 570 | 0.57 | Small | Run of River | 55.8011 | -4.0824 | 55.801 | -4.0816 | RO | 1995 | 26 | 50.4% | 48.3% | 2020-12-01 | 2419 | 2171 | Lanarkshire | Blantyre Mill Station Road Blantyre Glasgow | G72 9BX
Eliock Hydro Electric Station - A | Scotland | Eliock Hydro Electric Company Ltd | 560 | 0.56 | Small | Run of River | 55.344 | -3.8725 | 55.33444 55.336019 | -3.89495 -3.8778318 | RO | 1995 | 26 | 27.9% | 35.9% | 2021-01-01 | 1765 | 1136 | Dumfries and Galloway | Eliock Hydro Electric Station Nr Eliock Sawmill Sanquhar Dumfriesshire | DG4 8LE
Garnedd Hydro Power Station - A | Wales | RWE | 560 | 0.56 | Small | Run of River | 53.0462 | -3.943 | 53.0506 | -3.954 | RO | 1991 | 30 | 27.1% | 34.8% | 2020-11-01 | 1713 | 1713 | Gwynedd | Garnedd Hydro Power Station Roman Bridge Dolloyddenlan Gwynedd | LL25 0JQ
Bryn Cowlyd WTW Hydroturbine | Wales | Dulas on behalf of Welsh Water | 550 | 0.55 | Small | WTW | 53.1796 | -3.8325 | - | - | FiT | 2018 | 3 | 78.8% | 81% | 2021-01-01 | 3913 |  |  | Bryn Cowlyd WTW Off B5106 Dolgarrog | LL32 8JG
Trinafour Power Station - A | Scotland | Scottish and Southern Energy (SSE) | 550 | 0.55 | Small | Conventional (Storage) | 56.757 | -4.0873 | 56.7647 | -4.1052 | RO | 1959 | 62 | 70.1% | 70.3% | 2020-11-01 | 3398 | 3398 |  | Trinafour Power Station Calvine Pitlochry Perthshire
Loyne Power Station - A,C | Scotland | Scottish and Southern Energy (SSE) | 550 | 0.55 | Small | Conventional (Storage) | 57.1272 | -4.9746 | 57.1272 | -4.9746 | RO | 1956 | 65 | 63.6% | 40.8% | 2020-11-01 | 1970 | 1970 | The Highland Council | Loyne Power Station Dalchreichart Invermoriston Augustus |  | 1949-1963 |  | £10 mil (multiple schemes - Ceannacroc, Glenmoriston, Cluanie and Dundreggan, Loyne, Livishie)
Randalstown Hydro - A | NI |  | 535 | 0.535 | Small | Run of River | 54.7509 | -6.3173 | 54.7558 | -6.3184 | RO | 1998 | 23 | 28.6% | 32.4% | 2020-10-01 | 1521 | 1521 |  | Randalstown Hydro - A Randalstown Co. Antrim
Loch Broom Burn Hydro Electric Scheme | Scotland | Atholl Estate | 526 | 0.526 | Small | Run of River | 56.6727 | -3.6804 | 56.6778 | -3.6545 | FiT | 2012 | 9 | 33.4% | 34.6% | 2021-01-01 | 1599 |  | Perthshire | Lochbroom Hydro Electric Scheme Moulinearn Pitlochry | PH9 0NB |  |  | £1.7 mil (for Dowally and Lochbroom Burn)
Dulyn Weir | Wales | RWE | 510 | 0.51 | Small | Pumped Storage | 53.1898 | -3.9118 | 53.1786 | -3.9432 | RO | 1998 | 23 | 36.8% | 43.9% | 2020-12-01 | 2044 | 1772 | Conwy | Dulyn Weir Tal-y-bont Conwy North Wales | LL32 8SH
Glen Forslan Hydro Station / Kinlochmoidart | Scotland | Forslan Hydro LLP | 510 | 0.51 | Small | Conventional (Storage) | 56.7967 | -5.6771 | 56.8005 | -5.6697 | FiT | 2009 | 12 | 32.7% | 31.4% | 2020-12-01 | 1409 |  | Highland | Glen Moidart House Kinlochmoidart Loch Ailort | PH38 4ND
Cwm Croesor (Croesor Power Station) | Wales | RWE | 505 | 0.505 | Small | Pumped Storage | 52.9938 | -4.0152 | 53.0001 | -4.007 | RO | 1999 | 22 | 27% | 25.5% | 2020-11-01 | 1131 | 1131 | Gwynedd | Croesor Power Station Croesor Hydro Works Croesor PenrhyndeudraethNo | LL48 6SS |  |  | £1M (Rehabilitation)
Twin Lochs Hydro - A | Scotland | CR Foster & Partners | 500 | 0.5 | Small | Run of River | 56.0091 | -5.5927 | 55.9932 | -5.5873 | RO | 2003 | 18 | 69.3% | 76.7% | 2020-12-01 | 3368 | 2992 | Argyll & Bute | SRO Twin Lochs Hydro Ashfield Farm Achnamara Lochgilphead | PA31 8PT
Crook of Devon HEP / Rumbling Bridge Community Hydro Scheme | Scotland | Rumbling Bridge Community Hydro Society | 500 | 0.5 | Small | Run of River | 56.176 | -3.5874 | 56.1821 | -3.5697 | FiT | 2016 | 5 | 51.5% | 62% | 2021-01-01 | 2721 |  |  | Rumbling Bridge Hydro Scheme Rumbling Bridge | KY13 0QP
Holme Lock Hydro | England | Holme Hydro Limited | 500 | 0.5 | Small | Run of River | 52.9479 | -1.0864 | 52.9478 | -1.0867 | FiT | 2016 | 5 | 15.9% | 57.1% | 2020-11-01 | 2508 |  |  | Holme Lock Adbolton Lane Holme Pierrepont | NG12 2LU
Benmore Hydro / Abhainna Burn Hydro Scheme | Scotland | Benmore Estate Ltd | 500 | 0.5 | Small | Run of River | 56.4572 | -6.0456 | 56.4493 | -6.0323 | FiT | 2015 | 6 | 55.9% | 56.6% | 2020-12-01 | 2485 |  |  | Benmore Estate Gruline Isle of Mull | PA68 6EJ
Northern Hydropower Knottingley | England | Northern Hydropower Limited | 500 | 0.5 | Small | Run of River | 53.7123 | -1.2539 | 53.7122 | -1.2546 | FiT | 2017 | 4 | 48.9% | 55.7% | 2020-03-01 | 2447 |  |  | BROTHERTON WEIR FORGE LANE KNOTTINGLEY | WF11 8HR |  |  | £9m
Skiack / River Skiach Hydro Scheme | Scotland | Skiack Hydro Limited | 500 | 0.5 | Small | Run of River | 57.6575 | -4.3648 | 57.6555 | -4.4267 | FiT | 2016 | 5 | 44.5% | 49.1% | 2020-12-01 | 2155 |  | The Highland Council | Land at Fannyfield Swordale Evanton | IV16 9UU
Ashfield Generator B | Scotland | CR Foster & Partners | 500 | 0.5 | Small | Run of River | 56.0124 | -5.569 | 56.0042 | -5.5589 | RO | 2008 | 13 | 42.7% | 47.6% | 2021-01-01 | 2090 | 1659 | Argyll & Bute | Ashfield Generator B Ashfield Farm Achnamara Lochgilphead | PA31 8PT
Wester Allt Beithe Hydro Scheme /Glen Quoich Hydro Scheme 4 | Scotland | Belltown Power / Hydro Plan | 500 | 0.5 | Small | Run of River | 57.1086 | -5.2753 | 57.115154 57.113081 | -5.2835803 -5.2843460 | FiT | 2015 | 6 | 40.3% | 47.3% | 2020-12-01 | 2077 |  | The Highland Council | Wester Alltbeithe Hydro Scheme Glen Quoich Estate Invergarry | PH35 4HD
Benmore Farm Hydro / Benmore Burn | Scotland | Green Highland | 500 | 0.5 | Small | Run of River | 56.3962 | -4.5725 | 56.3915 | -4.5652 | FiT | 2016 | 5 | 47.8% | 47.1% | 2021-01-01 | 2069 |  |  | Benmore Farm Crianlarich Perthshire | FK20 8QS
Dougarie Hydro | Scotland | Allt Goblach LLP | 500 | 0.5 | Small | Run of River | 55.6434 | -5.3804 | 55.6426 | -5.3581 | FiT | 2013 | 8 | 32.5% | 45.9% | 2020-12-01 | 2015 |  |  | Dougarie Estate Isle of Arran | KA27 8HP
New Lanark Mills - D | Scotland | New Lanark Conservation Trust | 500 | 0.5 | Small | Run of River | 55.6612 | -3.7805 | 55.6592 | -3.78 | RO | 1994 | 27 | 62.8% | 45.9% | 2019-11-01 | 2011 | 2011 | Lanarkshire | New Lanark Mills New Lanark Lanark Lanarkshire | ML11 9DB
Benlister Hydro | Scotland | Glenkiln Hydro LLP | 500 | 0.5 | Small | Run of River | 55.5296 | -5.1554 | 55.5326 | -5.1936 |  | 2016 | 5 | [5 empty] | Hebrides and Central Highland | Isle of Arran
Upper Suileag Hydro Scheme (Fassfern) | Scotland | Fassfern Estate / Hydro Plan | 500 | 0.5 | Small | Run of River | 56.8771 | -5.2507 | 56.900484 56.902614 56.891045 | -5.2321449 -5.2348962 -5.2648729 | FiT | 2016 | 5 | 27.9% | 44.9% | 2020-03-01 | 1972 |  | The Highland Council | Upper Suileag Hydro Scheme Fassfern Fort William | PH33 7NP
Carie Hydropower | Scotland | Green Power | 500 | 0.5 | Small | Run of River | 56.6796 | -4.2622 | 56.6578 | -4.2522 | FiT | 2015 | 6 | 38.8% | 44.8% | 2020-12-01 | 1969 |  |  | Carie Hydro Scheme Loch Rannoch Perthshire | PH17 2QJ
Gleann na Muice | Scotland | Allt Power Limited | 500 | 0.5 | Small | Run of River | 57.6287 | -5.2232 | 57.6466 | -5.2355 | FiT | 2017 | 4 | 45.3% | 43.7% | 2020-03-01 | 1918 |  |  | Heights of Kinlochewe Estate Kinlochewe Inverness | IV22 2PA
Ledcharrie Burn | Scotland | Glen Hydro Ledcharrie Limited | 500 | 0.5 | Small | Run of River | 56.4181 | -4.4225 | 56.4036 | -4.4179 | FiT | 2016 | 5 | 38.5% | 43.2% | 2020-03-01 | 1899 |  |  | Ledcharrie Farm Crianlarich | FK20 8QT
Allt Luaidhe Hydro | Scotland | Green Highland | 500 | 0.5 | Small | Run of River | 57.1949 | -4.5859 | 57.1885 | -4.5798 | FiT | 2015 | 6 | 34% | 42.8% | 2021-01-01 | 1878 |  |  | By Knockie Whitebridge Inverness | IV2 6UP
Caseg Hydro | Wales | Gerlan Hydro Limited / Derwent Hydro | 500 | 0.5 | Small | Run of River | 53.174 | -4.0428 | 53.1777 | -4.0266 | FiT | 2013 | 8 | 36.3% | 42.6% | 2020-06-01 | 1871 |  |  | Gwaun y Gwiail Gerlan Bethesda | LL57 3UB
Allt Phocaichain Hydro / Allt Phocachain | Scotland | Green Highland | 500 | 0.5 | Small | Run of River | 57.1806 | -4.7752 | 57.1605 | -4.7721 | FiT | 2015 | 6 | 39% | 42.4% | 2021-01-01 | 1862 |  | The Highland Council | by Inverwick Farm Glenmoriston Invermoriston | IV63 7YJ
Outward Bound (Loch Eil Centre) | Scotland | Glen Hydro Loch Eil Limited | 500 | 0.5 | Small | Run of River | 56.8551 | -5.1871 | 56.867496 56.867067 56.867949 | -5.1781909 -5.1800309 -5.1729878 | FiT | 2015 | 6 | 45% | 42.1% | 2020-03-01 | 1848 |  |  | Loch Eil Centre Achdalieu Fort William | PH33 7NN
Corravachie Hydro Scheme | Scotland | Wyvis Estate / Hydro Plan | 500 | 0.5 | Small | Run of River | 57.7233 | -4.5525 | 57.7162 | -4.5495 | FiT | 2016 | 5 | 35.8% | 41.9% | 2020-03-01 | 1842 |  |  | Corravachie Hydro Scheme Wyvis Estate Evanton | IV16 9XW
Coire Ealt / Coire Ealt Burn | Scotland | Gilkes Energy / Hydro Plan | 500 | 0.5 | Small | Run of River | 56.1183 | -4.9968 | 56.1229 | -4.9863 | FiT | 2015 | 6 | 40.3% | 41.5% | 2021-01-01 | 1822 |  |  | Coire Ealt Hydro Scheme Loch Eck Dunoon | PA23 8SG
Shenval / Allt Seannbhaile | Scotland | Green Highland / Shenval Hydro Ltd | 500 | 0.5 | Small | Run of River | 57.3278 | -4.6497 | 57.3202 | -4.6601 | FiT | 2017 | 4 | 40.8% | 41.5% | 2021-01-01 | 1822 |  | The Highland Council | Shenval Hydro Powerhouse Allt Seanabhaile Shenval Drumnadrochit | IV63 6TW
Glenridding Hydro | England | H2O Power Generation Ltd | 500 | 0.5 | Small | Run of River |  |  | 54.54714 54.5528167245 | -2.98603 -2.992117806581 | RO | 1991 | 30 | 23.7% | 41% | 2021-01-01 | 1799 | 1195 | Cumbria | Glenridding Hydro Gillside Farm Penrith Cumbria
Allt Mheil Hydro Scheme / Glen Quoich Hydro Scheme 1 | Scotland | Glen Quoich Estate / Hydro Plan | 500 | 0.5 | Small | Run of River | 57.0717 | -5.2396 | 57.0775 | -5.2248 | FiT | 2014 | 7 | 35% | 40.8% | 2020-12-01 | 1791 |  | The Highland Council | Allt Mheil Hydro Scheme Glen Quoich Estate Invergarry | PH35 4HS
Bruachaig | Scotland | Green Highland | 500 | 0.5 | Small | Run of River | 57.6133 | -5.2535 | 57.614 | -5.2488 | FiT | 2016 | 5 | 33.3% | 40.7% | 2020-12-01 | 1789 |  | The Highland Council | Bruachaig Hydro Scheme Incheril By Kinlochewe ACHNASHEEN | IV22 2PA
Strathan Hydro Scheme | Scotland | Gilkes | 500 | 0.5 | Small | Run of River | 57.3839 | -5.4251 | 57.3706 | -5.4215 | FiT | 2017 | 4 | 33.6% | 40.7% | 2020-12-01 | 1786 |  |  | Strathan Hydro Scheme Attadale Estate Strathcarron | IV54 8YX
Allt Mullardoch | Scotland | Green Highland | 500 | 0.5 | Small | Run of River | 57.3415 | -4.9815 | 57.3532 | -4.9905 | FiT | 2016 | 5 | 36.5% | 40.7% | 2021-01-01 | 1786 |  | The Highland Council | Allt Mullardoch HEP Glen Cannich Estate Cannich | IV4 7LX
Rydal Beck Hydro | England | Rydal Hydro Ltd | 500 | 0.5 | Small | Run of River | 54.4491 | -2.9792 | 54.4553 | -2.9794 | FiT | 2015 | 6 | 36.2% | 40.2% | 2020-03-01 | 1764 |  |  | Rydal Beck Rydal Ambleside | LA22 9LX
Allt Utha Hydro | Scotland | Utha Hydro Ltd | 500 | 0.5 | Small | Run of River | 56.8774 | -5.4898 | 56.884619 56.885599 | -5.4962007 -5.493906 | FiT | 2015 | 6 | 36% | 40% | 2020-12-01 | 1758 |  | The Highland Council | Allt Utha Hydro Glenfinnan | PH37 4LS
Buckny Hydro | Scotland | Buckny Hydro Scheme Limited | 500 | 0.5 | Small | Run of River | 56.5954 | -3.5252 | 56.6159 | -3.5374 | FiT | 2014 | 7 | 33.2% | 38.6% | 2020-12-01 | 1694 |  |  | Buckny Hydro Butterstone | PH8 0HA
Burn of Mar Hydro Scheme | Scotland | Duke of Montrose / Hydro Plan | 500 | 0.5 | Small | Run of River | 56.0819 | -4.5029 | 56.1029 | -4.5138 | FiT | 2015 | 6 | 38.4% | 38.4% | 2020-06-01 | 1685 |  |  | Burn of Mar Hydro Scheme Milton of Buchanan Drymen | G63 0JD
Allt an Inbhir (Fassfern) | Scotland | Glen Hydro Fassfern Limited | 500 | 0.5 | Small | Run of River | 56.859 | -5.2467 | 56.8705 | -5.2253 | FiT | 2016 | 5 | 35.6% | 37.6% | 2020-03-01 | 1650 |  | The Highland Council | Fassfern Kinlocheil Fort William | PH33 7NP
Abhainn Srath Chrombaill Upper | Scotland | Elementary Energy Ltd | 500 | 0.5 | Small | Run of River | 57.6283 | -5.2097 | 57.6294 | -5.1866 | FiT | 2016 | 5 | 37.7% | 37.5% | 2020-03-01 | 1649 |  | The Highland Council | Heights of Kinlochewe Kinlochewe | IV22 2PA
Allt an Ruigh Mhoir and Allt ath na Seagla | Scotland | Glen Hydro | 500 | 0.5 | Small | Run of River | 57.6283 | -5.2097 | 57.623036 57.623168 | -5.2027372 -5.2086340 | FiT | 2016 | 5 | 35.1% | 36.7% | 2020-03-01 | 1610 |  | The Highland Council | Heights of Kinlochewe Kinlochewe | IV22 2PA
Ladybower Reservoir PS - D | England | Severn Trent Water Ltd | 500 | 0.5 | Small | Conventional (Storage) |  |  | 53.3658 | -1.7012 | RO | 2007 | 14 | 48.5% | 36.3% | 2020-11-01 | 1592 | 1592 | Derbyshire | Ladybower Dam PS (2/4/2007) Ladybower Reservoir Pumping Station New Rd Yorks | S33 0BA
Allt Larairidh Hydro / West Dundreggan / Allt Lararidh or Lairairidh | Scotland | Green Highland | 500 | 0.5 | Small | Run of River | 57.203 | -4.7278 | 57.2077 | -4.7376 | FiT | 2015 | 6 | 30.1% | 34.8% | 2021-01-01 | 1530 |  | The Highland Council | By Dundreggan Glen Moriston Invermoriston Inverness | IV63 7YJ |  |  | £0.5mil
Low Wood Hydro | England | Lowwood Products Co. Ltd | 500 | 0.5 | Small | Run of River | 54.2452 | -3.0042 | 54.2487 | -2.996 | FiT | 2011 | 10 | 26.9% | 33.5% | 2020-11-01 | 1473 |  | Cumbria | Low Wood Hydro Low Wood Haverthwaite | LA12 8LY
Srondoire Hydro Scheme / Stronachullin Hydro Scheme | Scotland | Srondoire Hydro Ltd | 500 | 0.5 | Small | Run of River | 55.9578 | -5.4492 | 55.9577 | -5.4712 | FiT | 2015 | 6 | 29.4% | 33.4% | 2021-01-01 | 1467 |  |  | Stronachullin Farm Ardrishaig | PA30 8ET
Ben Mor Hydro Generating Station | Scotland | Ben Mor Hydro Limited | 500 | 0.5 | Small | Run of River | 57.9953 | -5.3143 | 58.004 | -5.2767 | FiT | 2016 | 5 | 33% | 33.4% | 2020-03-01 | 1466 |  | The Highland Council | Ben Mor Hydro Turbine House East Achininver Achiltibuie ULLAPOOL | IV26 2YL |  |  | £1.34M
Glassburn Hydro | Scotland | Sapphire Energy Limited | 500 | 0.5 | Small | Run of River | 57.371 | -4.7135 | 57.3763 | -4.7255 | FiT | 2017 | 4 | 22.2% | 32.8% | 2020-11-01 | 1442 |  |  | Glassburn Hydro Strathglass Glassburn | IV4 7LE
Allt Caol / Allt Caol & Allt na Doire-giubhais | Scotland | Glen Hydro | 500 | 0.5 | Small | Run of River | 57.6287 | -5.1828 | 57.621472 57.618228 | -5.1858406 -5.1783686 | FiT | 2016 | 5 | 32.6% | 32.6% | 2020-03-01 | 1433 |  | The Highland Council | Heights of Kinlochewe Kinlochewe | IV22 2PA
Shallainn / Shallain 1&2 | Scotland | Green Highland | 500 | 0.5 | Small | Run of River | 56.7778 | -4.2662 | 56.7793 | -4.29822502896 | FiT | 2016 | 5 | 35.1% | 31.9% | 2020-09-01 | 1403 |  | Perth | Allt Shallainn Craiganour Forest Kinloch Rannoch | PH18 5UJ
Annet Burn / Annat Burn | Scotland | Annat Burn Hydro LLP | 500 | 0.5 | Small | Run of River | 56.2152 | -4.0977 | 56.2299 | -4.1007 | FiT | 2015 | 6 | 27.9% | 31.1% | 2020-10-01 | 1366 |  |  | Doune Estate Home Farm Building Doune | FK16 7HD
Dunmaglass -Allt Uisg an t-Sidhein | Scotland | Conagleann Limited | 500 | 0.5 | Small | Run of River | 57.2621 | -4.3298 | 57.2512 | -4.3206 | FiT | 2017 | 4 | 29.6% | 31.1% | 2020-08-01 | 1365 |  | The Highland Council | Allt Uisg an t-Sidhein Dunmaglass Estate Inverness | IV2 6UD
Liatre Burn (Liatrie Burn) | Scotland | Green Highland | 500 | 0.5 | Small | Run of River | 57.3542 | -4.907 | 57.3679 | -4.9106 | FiT | 2016 | 5 | 27.2% | 30.8% | 2021-01-01 | 1354 |  |  | Liatre Burn HEP Glen Cannich Estate Cannich | IV4 7LX
Yorkshire Hydropower Kirkthorpe Weir | England | Yorkshire Hydropower Limited | 500 | 0.5 | Small | Run of River | 53.6868 | -1.459 | 53.6865 | -1.4597 | FiT | 2016 | 5 | 15.9% | 30.7% | 2019-03-01 | 1345 |  |  | Kirkthorpe Weir Kirkthorpe Wakefield | WF1 5SY
Allt Cheanna Mhuir | Scotland | Green Highland | 500 | 0.5 | Small | Run of River | 56.9749 | -5.12 | 56.9885 | -5.1215 | FiT | 2015 | 6 | 41.1% | 30.4% | 2020-09-01 | 1336 |  |  | Rubha Cheanna Mhuir Achnacarry Spean Bridge | PH34 4EL
Roshven | Scotland | TLS Hydropower Ltd | 500 | 0.5 | Small | Run of River | 56.8415 | -5.7409 | 56.8373 | -5.7371 | RO | 2008 | 13 | 33.1% | 29.9% | 2021-01-01 | 1312 | 994 | Highland | Roshven Hydro Generation Station Lochaber Lochailort | PH38 4NG
Littlehempston WTW Hydro Scheme - D | England | South West Water Ltd | 500 | 0.5 | Small | WTW | 50.4444 | -3.6862 | - | - | RO | 2003 | 18 | 22.2% | 29.8% | 2018-11-01 | 1307 | 1307 | Devon | Littlehempston WTW Hydro Scheme - D Totnes Devon | TQ9 6LZ
Allt Coire nan Laogh | Scotland | Glen Hydro | 500 | 0.5 | Small | Run of River | 57.5829 | -5.0591 | 57.595798 57.596048 | -5.0694729 -5.0686227 | FiT | 2016 | 5 | 28.9% | 28.9% | 2020-03-01 | 1270 |  | The Highland Council | Lochrosque Estate Achnasheen | IV22 2EG
Farr HEP Development / Uisge Dubh | Scotland | Newbie Salmon Fishings ltd. | 500 | 0.5 | Small | Run of River | 57.351 | -4.1654 | 57.3505 | -4.1363 | [8 empty] | The Highland Council
Corrimony Hydro Scheme / Mony's Hydro | Scotland | Renfin Corrimony Limited | 500 | 0.5 | Small | Run of River | 57.3303 | -4.7006 | 57.3184 | -4.7052 | FiT | 2017 | 4 | 25.5% | 24.4% | 2020-06-01 | 1072 |  | The Highland Council | Corrimony Hydro Scheme Glenurquhart | IV63 6TW
Glen Loth | Scotland |  | 500 | 0.5 | Small | Run of River | 58.0696 | -3.7912 | 58.0908 | -3.8026 | FiT | 2018 | 3 | 34.8% | 23.5% | 2020-12-01 | 1033 |  | The Highland Council | Glen Loth Hydro Scheme Lothbeg Brora | KW8 6HP
Gleann Casaig Hydro | Scotland | H14 Energy Limited | 500 | 0.5 | Small | Run of River | 56.2533 | -4.3745 | 56.2746195383 56.2740862915 | -4.35183229790 -4.348110027051 | FiT | 2016 | 5 | 9.4% | 22.5% | 2019-03-01 | 986 |  |  | Allt Gleann Casaig River Glen Finglas Near Brig O'Turk Callander | FK17 8HU |  |  | £1.4m
Tryweryn Hydro | Wales | Tryweryn Hydro Limited | 500 | 0.5 | Small | Run of River | 52.947 | -3.6553 | 52.9456 | -3.6607 | FiT | 2015 | 6 | 16.3% | 22.4% | 2020-12-01 | 984 |  |  | Tryweryn Hydro Afon Tryweryn Llyn Celyn Bala | LL23 7PB
Gogo | Scotland | Stakis Hydro LLP | 500 | 0.5 | Small | Run of River | 55.7932 | -4.8433 | 55.7969 | -4.802 | FiT | 2017 | 4 | 17.4% | 21.1% | 2020-03-01 | 927 |  |  | GOGO Hydro Hawkshill Largs | KA24 5LE
Easter Allt Beithe Hydro Scheme / Glen Quoich Hydro Scheme 3 | Scotland | Belltown Power / Hydro Plan | 500 | 0.5 | Small | Run of River | 57.1101 | -5.2723 | 57.113416 57.116269 | -5.2588235 -5.2681522 | FiT | 2015 | 6 | 28.8% | 10.4% | 2020-12-01 | 455 |  | The Highland Council | Easter Alltbeithe Hydro Scheme Glen Quoich Estate Invergarry | PH35 4HS
Lochan Blar Hydro Scheme / NNW of Bealach Farm / Lochan Blar Nan Lochan | Scotland | CRF Hydro / Hydro Plan | 500 | 0.5 | Small | Conventional (Storage) | 56.6197 | -5.2915 | 56.6015 | -5.2984 | FiT | 2016 | 5 |  |  | 2017-07-01 | 412 |  | The Highland Council | Lochan Blar Hydro Scheme Appin | PA38 4BW
Allt an Laghain | Scotland | Highland Eco-Design Ltd | 500 | 0.5 | Small | Run of River | 57.0348 | -4.8084 | 57.0353 | -4.7936 | FIT | 2018 | 3 | [10 empty] | £ 1.8 m (for 3 sites Allt Dearg and Allt Laghain (Laggan), Allt a Chaitchinn (Achlain))
Fannich Hydro | Scotland |  | 500 | 0.5 | Small | Run of River | 57.6496 | -4.988 | 57.6604119735 57.6648895042 | -4.98272546833 -5.00823923199 | FiT | 2020 | 1 |  |  | 2020-12-01 | 334 |  |  | Fannich Estate Garve | IV23 2QE
Llafar Hydro | Wales | Gerlan Hydro Limited / Derwent Hydro | 500 | 0.5 | Small | Run of River | 53.174 | -4.0428 | 53.1693 | -4.0266 | FiT | 2013 | 8 | 31% | 33.5% | 2020-06-01 | 1468 |  |  | Gwaun-y-Gwiail Gerlan Bethesda Bangor | LL57 3UB
Pirnmill Hydropower Development | Scotland |  | 500 | 0.5 | Small | Run of River | 55.6434 | -5.3804 | 55.6426 | -5.3581 | [9 empty] | Pirnmill
Allt Coire Sgreumh/ ACS / Ceannacroc / Ceannacroc Lodge | Scotland | Green Higland | 500 | 0.5 | Small | Run of River | 57.187 | -5.0131 | 57.1795 | -5.0789 | FiT | 2016 | 5 | 47.5% | 53.3% | 2020-12-01 | 2306 |  |  | Allt Coire Sgruemh HEP Ceannacroc Estate Invermoriston | IV63 7YN
Brunery Hydro Station | Scotland | TLS Hydropower Ltd | 499 | 0.499 | Small | Conventional (Storage) | 56.7852 | -5.7156 | 56.7999 | -5.7213 | FiT | 2014 | 7 | 77% | 85.5% | 2020-12-01 | 3749 |  | The Highland Council | Brunery Hydro Power Station Kinlochmoidart Estate Kinlochmoidart Lochailort | PH38 4ND
Russel Burn Hydro | Scotland | Scottish Salmon Company (SSC) / The Applecross Trust / Dulas Hydro Generation | 499 | 0.499 | Small | Conventional (Storage) | 57.4046 | -5.6315 | 57.413 | -5.6467 | FiT | 2013 | 8 | 59.6% | 72% | 2021-01-01 | 3158 |  | The Highland Council | Russel Burn Hydro Station Russel Burn Fish Farm Kishorn Strathcarron | IV54 8XF
Allt da Ghob | Scotland | Green Highland | 499 | 0.499 | Small | Run of River | 56.5985 | -4.1251 | 56.589 | -4.1224 | FiT | 2014 | 7 | 38.7% | 42.2% | 2021-01-01 | 1851 |  |  | South Chesthill Estate Glen Lyon | PH15 2NH
Aberchalder Hydro Power Station / Easter Aberchalder | Scotland | Gilkes Energy | 499 | 0.499 | Small | Run of River | 57.2411 | -4.3781 | 57.230025 57.232621 | -4.3633486 -4.3892228 | FiT | 2015 | 6 | 36.8% | 39.4% | 2021-01-01 | 1727 |  | The Highland Council | Aberchalder Hydro Power Station Easter Aberchalder Estate Gorthleck | IV2 6UJ
Carrongrove Hydro Station | Scotland | TLS Hydropower Ltd | 499 | 0.499 | Small | Run of River | 56.0256 | -3.936 | 56.0267 | -3.9449 | FiT | 2015 | 6 | 25.4% | 39.3% | 2020-12-01 | 1721 |  |  | Carrongrove Hydro Station Land to the West of 21 Old Mill Way Kirkland Drive Stoneywood | FK6 5HT
Cashel Hydro | Scotland | Cashel Estate and DHG Hydro Ltd | 499 | 0.499 | Small | Run of River | 56.1133 | -4.5738 | 56.12411 56.120974 | -4.5554611 -4.5512668 | FiT | 2014 | 7 | 36% | 36.1% | 2021-01-01 | 1581 |  |  | Cashel Hydro Cashel Forest Balmaha Drymen | G63 0AW
Remony Burn | Scotland | Remony Estate | 499 | 0.499 | Small | Run of River | 56.5712 | -4.018 | 56.5632 | -4.0082 | FiT | 2013 | 8 | 28.7% | 35.1% | 2020-12-01 | 1539 |  | Tayside | Remony Estate Remony Aberfeldy | PH15 2HR
Allt Peitreach Hydro Scheme / Glen Quoich Hydro Scheme 2 | Scotland | Glen Quoich Estate / Hydro Plan | 499 | 0.499 | Small | Run of River | 57.0748 | -5.2525 | 57.0803 | -5.2494 | FiT | 2014 | 7 |  |  | 2015-03-01 | 464 |  | The Highland Council | Allt Peitreach Hydro Scheme Glen Quoich Estate Invergarry | PH35 4HS
H'Airigh Hydro Scheme | Scotland | Broadland Renewable Construction Ltd / Hydro Plan | 498 | 0.498 | Small | Run of River | 56.6764 | -5.6162 | 56.6672 | -5.6045 | FiT | 2016 | 5 | 42.7% | 46.3% | 2020-12-01 | 2034 |  | The Highland Council | Laudale Estate Ardgour Fort William | PH33 7AF
River Arkaig Hydro | Scotland | Green Highland | 498 | 0.498 | Small | Run of River | 56.9484 | -5.0015 | 56.9487 | -5.0016 | FiT | 2016 | 5 | 44.5% | 48.6% | 2020-11-01 | 2034 |  | The Highland Council | River Arkaig Hydro Achnacarry Estate SPEAN BRIDGE | PH34 4EJ
Easter Fearn | Scotland | Midfearn Hydro | 498 | 0.498 | Small | Run of River | 57.8487 | -4.2848 | 57.8311 | -4.3133 | FiT | 2015 | 6 | 29% | 33.4% | 2020-12-01 | 1463 |  | The Highland Council | Easter Fearn Ardgay | IV24 3DL |  |  | £0.7M
Dowally | Scotland | Atholl Estate / Gilkes | 496 | 0.496 | Small | Run of River | 56.612 | -3.6271 | 56.6167 | -3.6052 | FiT | 2012 | 9 | 42.7% | 43.7% | 2021-01-01 | 1904 |  | Perthshire | Dowally Hydro Electric Scheme Dowally Village Dunkeld | PH9 0NT |  |  | £1.7 mil (for Dowally and Lochbroom Burn)
Moy Hydro / Alt Coire Chraoibhe / Moy Farm | Scotland | Broadland Energy | 495 | 0.495 | Small | Run of River | 56.9015 | -5.0183 | 56.9098 | -5.0276 | FiT | 2016 | 5 | 29.5% | 36.9% | 2020-12-01 | 1604 |  |  | Moy Hydro Moy Farm Banavie Fort William | PH33 7PD
Allt Eiricheallach / Allt Eirichaellach | Scotland | Belltown Power / Hydro Plan | 495 | 0.495 | Small | Run of River | 57.0776 | -5.3048 | 57.089707 57.089981 | -5.3070965 -5.3053638 |  | 2016 | 5 | [5 empty] | The Highland Council
Glencorse WTW Hydroturbine No1 | Scotland | Scottish Water | 493 | 0.493 | Small | WTW | 55.8507 | -3.225 | - | - | FiT | 2011 | 10 | 62.7% | 50.7% | 2021-01-01 | 2196 |  | Midlothian | Glencorse WTW Mauricewood Road Penicuik | EH26 0NJ
Abhainn Shalachain Hydro | Scotland | Green Highland / Elementary Energy Ltd. | 490 | 0.49 | Small | Run of River | 56.5549 | -5.8815 | 56.5683 | -5.8746 | FiT | 2015 | 6 | 32.4% | 32.9% | 2020-09-01 | 1360 |  | The Highland Council | Abhainn Shalachain Fuinary By Lochaline Morvern | PA80 5XU |  |  | £30,000
Allt Coralan / Auch Hydroelectric Scheme | Scotland | Allt Coralan Hydro Limited | 480 | 0.48 | Small | Run of River | 56.485 | -4.7101 | 56.4761 | -4.6797 | FiT | 2011 | 10 | 31.8% | 30.1% | 2021-01-01 | 1271 |  | Argyll & Bute | Hydro Generating Station Auch Estate Bridge of Orchy | PA36 4AF
Blarghour Hydro Station- A | Scotland | Blarghour Power Company Ltd | 475 | 0.475 | Small | Run of River | 56.2716 | -5.2381 | 56.2687 | -5.1952 | RO | 1994 | 27 | 38.2% | 35.9% | 2021-01-01 | 1498 | 993 | Argyll & Bute | Blarghour Hydro Station Blarghour Farm Dalmally Argyll | PA33 1BW
Guesachan / Guisachan | Scotland | Conaglen Estate / Hydro Plan | 470 | 0.47 | Small | Run of River | 56.844 | -5.4686 | 56.8344 | -5.4631 | RO | 2009 | 12 | 36.1% | 37.5% | 2021-01-01 | 4764 | 3190 | Highland | Callop Hydro Scheme Callop Glenfinnan Inverness - Shire | PH37 4LT
Allt an t-Sidhein | Scotland | Hydro Ludens Holdings Limited | 460 | 0.46 | Small | Run of River | 57.031 | -4.813 | 57.0231 | -4.8007 | unknown | 2020 | 1
Glen Finglas Turbine | Scotland | Scottish Water | 460 | 0.46 | Small | Conventional (Storage) | 56.2407 | -4.3738 | 56.2409 | -4.3736 | RO | 1965 | 56 | 78.6% | 69.8% | 2021-01-01 | 2822 | 2202 | Stirlingshire | Glen Finglas Dam Glen Finglas Dam Access Road Brig O Turk Callander | FK17 8HU
Logan Gill Hydro Station | England | Gilkes and Ellergreen Hydro | 450 | 0.45 | Small | Run of River |  |  | 54.301 | -3.2531 | FiT | 2010 | 11 | 30% | 32.3% | 2021-01-01 | 1276 |  | Cumbria | Beckfoot Farm Broughton in Furness | LA20 6EU
Treweunydd | Wales | Bron Y Fedw y Hydro Scheme Ltd | 450 | 0.45 | Small | Run of River | 53.0585 | -4.1313 | 53.0541 | -4.1181 | RO | 2009 | 12 | 53.6% | 65.3% | 2020-11-01 | 2580 | 2580 | Gwynedd | Bron Y Fedw Hydro Scheme Ltd Bron Y Fedw Rhyd Ddu Caernarfon | LL54 7YS
Achlain Hydro / Allt an Eoin | Scotland | DHG Hydro Limited | 450 | 0.45 | Small | Run of River | 57.1579 | -4.8939 | 57.144554 57.144045 | -4.8878579 -4.8905381 | FiT | 2011 | 10 | 36.3% | 44.9% | 2020-12-01 | 1773 |  | Highland | Achlain Hydro Generation Station Achlain Estate Glenmoriston Inverness | IV63 7YN
New Kelso / Abhainn Bhuachaig Hydro Scheme | Scotland | Conon Brae Farms | 450 | 0.45 | Small | Run of River | 57.4287 | -5.4614 | 57.4399 | -5.473 | FiT | 2015 | 6 | 40.1% | 44.4% | 2020-12-01 | 1754 |  |  | Conon Brae Farms NEw Kelso Farm Strathcarron | IV54 8YX
MRC Energy - D / The Marine Resource Centre Ltd, Barcaldine | Scotland | Scottish Sea Farms Ltd | 450 | 0.45 | Small | Conventional (Storage) | 56.5266 | -5.3095 | 56.5295 | -5.2924 | RO | 2000 | 21 | 48.1% | 41.4% | 2017-02-01 | 1633 | 1633 | Argyll & Bute | MRC Energy The Marine Resource Centre Barcaldine Oban | PA37 1SH
Achallader Hydro | Scotland | Black Mount Estate | 450 | 0.45 | Small | Run of River | 56.5586 | -4.7288 | 56.549 | -4.7227 | FiT | 2015 | 6 | 29.3% | 41.1% | 2020-12-01 | 1626 |  |  | Achallader Bridge of Orchy | PA36 4AG
Rottal Hydro Ltd | Scotland | Rottal Hydro Ltd | 450 | 0.45 | Small | Run of River | 56.8165 | -3.0299 | 56.835977 56.829411 | -3.0165008 -3.0018388 | RO | 2008 | 13 | 36.9% | 39.4% | 2021-01-01 | 1559 | 1269 | Tayside | Rottal Hydro Ltd Rottal Lodge Glen Clova Kirriemuir | DD8 4QT
Loch Braden WTW - D | Scotland | Scottish Water | 450 | 0.45 | Small | WTW | 55.2645 | -4.4639 | - | - | RO | 2004 | 17 | 27.8% | 31.9% | 2020-12-01 | 1262 | 1176 | Ayrshire | Loch Braden WTW - D (17/11/04) Loch Braden Carrick Forrest South Ayrshire | KA19 7HR
Duchally Power Station - A,C,E | Scotland | Scottish and Southern Energy (SSE) | 450 | 0.45 | Small | Run of River | 58.1415 | -4.7744 | 58.134041 58.136986 58.138506 58.139556 58.141545 58.142483 | -4.7596644 -4.7621132 -4.7644709 -4.7661500 -4.7704522 -4.7721581 | RO | 1959 | 62 | 21.1% | 31.8% | 2020-07-01 | 1258 | 1258 | Sutherland | Duchally Power Station By Overscaig Lairg Suterland | IV27 4NY
Finnart Hydro | Scotland | Valley Side Services | 450 | 0.45 | Small | Run of River | 56.6732 | -4.4566 |  |  | FiT | 2016 | 5 | 14.5% | 27.3% | 2019-08-01 | 1077 |  |  | Finnart Hydro Invercomrie Farm Rannoch Pitlochry | PH17 2QE
Sandford Hydro | England | Low Carbon Hub Sandford Hydro Limited | 439 | 0.439 | Small | Run of River | 51.7114 | -1.236 | 51.7125 | -1.2366 | FiT | 2017 | 4 | 26.4% | 34.7% | 2020-12-01 | 1338 |  |  | Sandford Hydro Sandford Weir Sandford On Thames | OX4 4YD
Cauldron Linn | Scotland | Blairhill Water Power Co. Ltd | 436 | 0.436 | Small | Run of River | 56.1715 | -3.6052 | 56.1719 | -3.604 | RO | 1993 | 28 | 37% | 34.6% | 2020-12-01 | 1324 | 898 | Perth and Kinross | Blairhill Water Power Co. Ltd 2 Firehill Cottages Rumbling Bridge Kinross | KY13 0PX
Silent Valley Reservoir -A | NI | Highland Light & Power | 435 | 0.435 | Small | Conventional (Storage) | 54.156 | -5.9999 | 54.1621 | -5.988 | RO | 2001 | 20 | 49.9% | 51.2% | 2020-12-01 | 1956 | 1735 | County Down | Silent Valley Reservoir Mountains of Mourne County Down Northern Ireland | BT34 4PU
Meldon Reservoir Hydro Station - D | England | South West Water Ltd | 430 | 0.43 | Small | Conventional (Storage) | 50.7072 | -4.0373 | 50.7064 | -4.0366 | RO | 1987 | 34 | 16.4% | 28.4% | 2020-11-01 | 996 | 786 | Devon | Meldon Reservoir Hydro Station Meldon Okehampton Devon | EX20 4LU
Stank Glen Hydro / Callander Community Hydro, Stank Burn Scheme | Scotland | Callander Community Hydro Ltd | 425 | 0.425 | Small | Run of River | 56.2661 | -4.2944 | 56.2665 | -4.3082 | FiT | 2014 | 7 | 36.5% | 36.6% | 2021-01-01 | 1366 |  |  | Stank Glen Callander | FK17 8HF
Deanston HES - C,D | Scotland | Wemyss Renewables/ Deanston Stima Ltd | 420 | 0.42 | Small | Run of River | 56.1889 | -4.0709 | 56.1987 | -4.0914 | RO | 1988 | 33 | 46.5% | 31.3% | 2020-03-01 | 1101 | 1101 | Stirlingshire | Deanston HES The Turbine House Deanston Distillery Doune | FK16 6AG
Garrogie Lodge Hydro Generating Station | Scotland | Connell Renewables Limited | 420 | 0.42 | Small | Run of River | 57.1672 | -4.4276 | 57.1642 | -4.4084 | FiT | 2015 | 6 | 26.8% | 25.3% | 2021-01-01 | 933 |  |  | GARROGIE LODGE HYDRO GENERATING STATION GARROGIE LODGE WHITEBRIDGE | IV2 6UR
Cwmorthin | Wales | Dwr Cymru Welsh Water | 415 | 0.415 | Small | Pumped storage | 52.9858 | -3.9645 | 52.9876 | -3.963 | RO | 1997 | 24 | 20.6% | 20.4% | 2021-01-01 | 742 | 606 | Gwynedd | Cwmorthin Tan Y Grisiau Blaenau Ffestiniog | LL41 3TW
Culham Hydro | England | Morrells Farming Ltd | 405 | 0.405 | Small | Run of River | 51.6462 | -1.276 | 51.6462 | -1.276 | FiT | 2016 | 5 | 24.8% | 25.6% | 2020-11-01 | 909 |  |  | OS Grid Ref SU 50159 94386 Culham N/A
Nenthead Mines Hydro Power Ltd - D | England | Nenthead Mines Heritage Trust / TLS Hydropower Ltd | 405 | 0.405 | Small | Conventional (Storage) | 54.7839 | -2.3377 | 54.783 | -2.3325 | RO | 2004 | 17 | 15.3% | 13.1% | 2021-01-01 | 463 | 329 | Cumbria | Nenthead Mines Hydro Power Ltd Nenthead Mines Heritage Centre Nenthead Alston | CA9 3PD
Drimsynie Estate Power Station | Scotland | Drimsynie Construction | 400 | 0.4 | Small | Run of River | 56.1697 | -4.9139 |  |  | RO | 1986 | 35 | 38.1% | 60.3% | 2021-01-01 | 2120 | 1730 | Argyll & Bute | Drimsynie Estate Power Station Lettermay Drimsynie Estates Lochgoilhead | PA23 8AD
Flowerdale Hydro / Flowerdale Mains / Loch Airigh a Phuill, Hydro Scheme, Gairloch | Scotland | Gairloch and Conon General Partnership | 400 | 0.4 | Small | Conventional (Storage) | 57.7118 | -5.6602 | 57.7153 | -5.6384 | FiT | 2015 | 6 | 46.7% | 56.2% | 2020-12-01 | 1975 |  | The Highland Council | Flowerdale Gairloch | IV21 2AJ
Fettykil Mills - C,D | Scotland | Fourstones Paper Mill Ltd | 400 | 0.4 | Small | Run of River | 56.2006 | -3.2065 | 56.2005 | -3.2063 | RO | 1952 | 69 | 45.3% | 52.4% | 2021-01-01 | 1840 | 1375 | Fife | Fettykil Mills Leslie Glenrothes Fife | KY6 3AQ
Pant yr Afon Hydro Scheme | Wales | Pant yr Afon Hydro Scheme | 400 | 0.4 | Small | Conventional (Storage) |  |  | 53.0034 | -3.943 | RO | 2007 | 14 | 48.5% | 50.3% | 2020-11-01 | 1768 | 1300 | Gwynedd | Pant yr Afon Hydro Scheme - (14/3/07) Llechwedd Slate Mines Blaenau Ffestiniog Gwynedd | LL41 3NB
Strachur Estate/ Strachur House | Scotland | Strachur Renewables | 400 | 0.4 | Small | Run of River | 56.1696 | -5.0672 | 56.1848 | -5.0472 | FiT | 2013 | 8 | 35.1% | 49.5% | 2021-01-01 | 1738 |  |  | Strachur Estate Strachur | PA27 8BZ
Dudodyn Hydro | Wales | Dudodyn Hydro Ltd | 400 | 0.4 | Small | Run of River | 53.1073 | -4.0884 | 53.1201 | -4.0737 | FiT | 2016 | 5 | 39.8% | 36.9% | 2019-05-01 | 1292 |  |  | Afon Dudodyn Gardda Bach Nant Peris Cearnafon | LL55 4UE
Garmony Hydro Scheme / Allt Achadh Na Moine | Scotland | Green Energy Mull Limited / Mull & Iona Community Trust | 400 | 0.4 | Small | Run of River | 56.491 | -5.7815 | 56.484 | -5.7876 | FiT | 2015 | 6 | 31.7% | 35.1% | 2020-12-01 | 1235 |  |  | Garmony Hydro Scheme Garmony Isle of Mull | PA65 6BA
Drimlee Ltd | Scotland | Drim lee ltd | 400 | 0.4 | Small | Run of River | 56.2986 | -5.0053 | 56.3055 | -5.0201 | FiT | 2015 | 6 | 24.4% | 29.9% | 2019-04-01 | 1049 |  |  | Drimlee Ancruach Crinan | PA32 8XH
Oswestry WTW (Llanfordda) | England | United Utilities Water plc | 400 | 0.4 | Small | WTW | 52.8563 | -3.0763 | - | - | RO | 1999 | 22 | 29.8% | 27.5% | 2015-08-01 | 964 | 883 | Shropshire | Oswestry WTW Broomhall Lane Oswestry Shropshire
Crownhill WTW Hydro - D | England | South West Water Ltd | 400 | 0.4 | Small | WTW | 50.4169 | -4.1271 | - | - | RO | 1999 | 22 | 19.1% | 26.8% | 2018-10-01 | 938 | 938 | Devon | Crownhill WTW Hydro Lansdowne Road Crownhill Plymouth | PL6 5ED
Back Barrow Hydro | England | Lowwood Products Co. Ltd | 396 | 0.396 | Small | Run of River | 54.2543 | -2.9905 | 54.2546 | -2.9905 | RO | 2000 | 21 | 31% | 1.3% | 2020-08-01 | 45 |  |  | Back Barrow Hydro River Leven Back Barrow
Fisherplace Gill Hydro | England | Fisherplace Hydro Ltd | 395 | 0.395 | Small | Run of River | 54.5558 | -3.0535 | 54.5609 | -3.0515 | FiT | 2016 | 5 | 36.3% | 41.7% | 2020-10-01 | 1446 |  |  | Fisherplace Gill Hydro Fisherplace Thirlmere Keswick | CA12 4TW
Radyr Weir Hydro | Wales | Cardiff Council | 394 | 0.394 | Small | Run of River | 51.5194 | -3.2538 | 51.5195 | -3.2538 | FiT | 2015 | 6 | 27% | 16.8% | 2019-11-01 | 576 |  |  | Radyr Weir Cardiff | CF15 8AF
Milton Glen Burn Hydro Scheme | Scotland | Moray Estates Development Company Limited | 381 | 0.381 | Small | Run of River | 56.2256 | -4.2998 | 56.236 | -4.307 | FiT | 2016 | 5 | 36.6% | 37.2% | 2020-10-01 | 1246 |  |  | Milton Glen Burn Hydro Milton of Callander Callander | FK17 8HP
Acharn Hydro | Scotland | Acharn Hydro Ltd | 380 | 0.38 | Small | Run of River | 56.5677 | -4.0248 | 56.556321 56.539183 56.539758 | -4.0199655 -4.0212362 -4.0294410 | RO | 1992 | 29 | 45.7% | 48% | 2020-12-01 | 1603 | 1390 | Tayside | Acharn Hydro Remony Estate Acharn Aberfeldy | PH15 2HR
Cadair Hydro (without grid restriction) | Wales | Dragon Hydro Ltd | 380 | 0.38 | Small | Run of River | 52.6679 | -3.9603 | 52.6706 | -3.9579 | FiT | 2013 | 8 | 49.4% | 46.7% | 2019-03-01 | 1556 |  | Gwynedd | Tyn y Fach Llanfihangel Tywyn | LL36 9TU |  |  | £1.3 million
Linton Lock | England | Flowpower Ltd. | 380 | 0.38 | Small | Run of River | 54.0337 | -1.2378 | 54.0337 | -1.2386 | FiT | 2012 | 9 | 46.6% | 49.1% | 2015-08-01 | 645 |  |  | Linton Weir Hydro-Generation Widdington Grange Widdington# Nun Monkton York | YO26 8EX
Afon Iwrch Hydro Power Station | Wales | DHG Hydro Limited | 365 | 0.365 | Small | Run of River | 52.8421 | -3.3012 | 52.853 | -3.3072 | RO | 2000 | 21 | 25.6% | 25.5% | 2020-11-01 | 819 | 694 | Powys | Afon Iwrch Hydro Power Station Nant Llanrhaeadr-ym-Monchnant Powys | SY10 0XX |  |  | 493000
Allanfauld Hydro | Scotland | A MacGregor (Allanfauld) Ltd | 355 | 0.355 | Small | Run of River | 55.9851 | -4.0586 | 56.0011 | -4.0908 | FiT | 2017 | 4 | 39.6% | 40.9% | 2020-03-01 | 1274 |  |  | Allanfauld Farm Allanfauld Road Kilsyth Glasgow | G65 9DF
Harnog | Wales | Heidro Harnog Cyf | 355 | 0.355 | Small | Run of River | 52.7849 | -3.7567 | 52.785 | -3.7303 | FiT | 2014 | 7 | 37.8% | 35.9% | 2020-12-01 | 1120 |  |  | Esgair Gawr Rhyd y Main Dolgellau | LL40 2BH
Glen Brein Hydro Scheme / Dell Estate | Scotland | Orsett Estates Limited | 350 | 0.35 | Small | Run of River | 57.155 | -4.508 | 57.147465 57.147077 | -4.5004386 -4.5021475 | FiT | 2015 | 6 | 31.2% | 36.3% | 2021-01-01 | 1161 |  | The Highland Council | Dell Estate Fort Augustus Inverness | IV2 6UR
Belper Mill | England | Derwent Hydroelectric Power Ltd | 350 | 0.35 | Small | Run of River | 53.0293 | -1.4862 | 53.0294 | -1.4864 | RO | 1989 | 32 | 54.9% | 47.1% | 2020-12-01 | 1448 | 1338 | Derbyshire | Belper Mill Bridge Street Bridgefoot Belper | DE56 1YD
Allt Mor Hydro | Scotland | Inverliever Hydro Ltd | 350 | 0.35 | Small | Run of River | 56.7025 | -4.1869 | 56.713 | -4.1868 | FiT | 2015 | 6 | 35.6% | 39.4% | 2020-12-01 | 1211 |  |  | Allt Mor Hydro Kinloch Rannoch | PH16 5PH
Clatto Treatment Works - D | Scotland | Scottish Water | 350 | 0.35 | Small | WTW | 56.4974 | -3.0227 | - | - | RO | 1994 | 27 | 36.1% | 78.2% | 2021-01-01 | 1175 | 977 | Dundee | Clatto Treatment Works Dalmahoy Drive Dundee | DD3 9RP
Afon Gafr Hydro | Wales | Peris Hydro Limited | 350 | 0.35 | Small | Run of River | 53.1062 | -4.0815 | 53.1112 | -4.0723 | FiT | 2015 | 6 | 37.8% | 36% | 2020-09-01 | 1108 |  |  | Afon Gafr Ty Isaf Farm Nant Peris Caernarfon | LL55 4UN
Tombuie Hydro | Scotland | Bolfracks Estate | 350 | 0.35 | Small | Run of River | 56.5846 | -3.9821 | 56.5795 | -3.9737 | RO | 2005 | 16 | 29.4% | 36% | 2020-12-01 | 1107 | 802 |  | Tombuie Hydro Balnaskeag Kenmore Perthshire | PH15 2HA
Greenholme Mill | England | TLS Hydropower Ltd / Derwent Hydro | 350 | 0.35 | Small | Run of River | 53.9214 | -1.7462 | 53.9222 | -1.7497 | FiT | 2011 | 10 | 36.1% | 32.3% | 2021-01-01 | 993 |  | North Yorkshire | Greenholme Mills Iron Row Burley in Wharfedale Ilkley | LS29 7DB
Misgeach Power Station - A | Scotland | Scottish and Southern Energy (SSE) | 350 | 0.35 | Small | Conventional (Storage) | 57.3966 | -5.0259 | 57.4055 | -5.0045 | RO | 1963 | 58 | 11% | 17.9% | 2020-11-01 | 552 | 552 | The Highland Council | Misgeach Power Station Glen Stratharrar Struy Inverness-shire
Colintraive Hydro | Scotland | Mount Stuart Renewables Ltd | 350 | 0.35 | Small | Run of River | 55.9248 | -5.1492 | 55.9332 | -5.1413 | FiT | 2016 | 5 |  |  | 2017-05-01 | 423 |  |  | Colintrive Hyrdo Colintrive Kyles of Bute | PA22 3AP
Trebartha Hydro | England | Trebartha Hydro Ltd. | 350 | 0.35 | Small | Run of River | 50.5577 | -4.4408 | 50.562 | -4.4465 | FiT | 2015 | 6 |  |  | 2016-03-01 | 207 |  |  | Trebartha Hydro Trebartha North Hill Launceston | PL15 7PE
Garnetts Hydro | England | Lowwood Products Co. Ltd | 350 | 0.35 | Small | Run of River | 53.9105 | -1.6913 | 53.9103 | -1.6915 | FiT | 2017 | 4 | 26.7% | 26.3% | 2020-11-01 | 760 |  |  | Manor St Otley | LS21 1AX
Liddesdale Hydro Scheme | Scotland | Broadland Renewable Construction Ltd / Hydro Plan | 342 | 0.342 | Small | Run of River | 56.6746 | -5.6286 | 56.67 | -5.6284 | FiT | 2016 | 5 | 28.1% | 31.9% | 2020-12-01 | 1121 |  | The Highland Council | Laudale Estate Ardgour Fort William | PH33 7AF
Craig Goch | Wales | Dwr Cymru Welsh Water | 320 | 0.32 | Small | Conventional (Storage) | 52.3047 | -3.6235 | 52.3049 | -3.6242 | RO | 1997 | 24 | [5 empty] | Powys | Elan Valley Rhayader Powys | LD6 5HL
Quoich Dam - A | Scotland | Scottish and Southern Energy (SSE) | 320 | 0.32 | Small | Conventional (Storage) | 57.0626 | -5.1236 | 57.0713 | -5.1847 | RO | 1955 | 66 | 65.9% | 67.8% | 2020-11-01 | 1906 | 1906 |  | Quoich Dam Tomdoun Loch Garry Fort Augustus
Cluanie Dam - A | Scotland | Scottish and Southern Energy (SSE) | 320 | 0.32 | Small | Conventional (Storage) | 56.7201 | -3.8238 | 56.7201 | -3.8242 | RO | 1955 | 66 | 56.3% | 48.4% | 2020-11-01 | 1360 | 1360 |  | Cluanie Dam (18/02/03) - A Loch Cluanie Dalchreichart Invermoriston |  | 1949-1963 |  | £10 mil (multiple schemes - Ceannacroc, Glenmoriston, Cluanie and Dundreggan, Loyne, Livishie)
Vaich Power Station | Scotland | Scottish and Southern Energy (SSE) | 320 | 0.32 | Small | Run of River | 57.7113 | -4.8207 | 57.7338 | -4.7797 | RO | 1956 | 65 | 27.1% | 21.3% | 2020-11-01 | 599 | 599 | The Highland Council | Vaich Power Station Silverhill Hydro Station By Garve Ross-shire
Ashfield Generator | Scotland | CR Foster & Partners | 315 | 0.315 | Small | Run of River | 56.0124 | -5.569 | 56.0042 | -5.5589 | RO | 1985 | 36 | 38.3% | 51.8% | 2007-05-01 | 1428 | 1428
Coniston Hydro | England | Coniston Hydro Electric Power Co Ltd / Gilkes Energy | 315 | 0.315 | Small | Run of River | 54.3703 | -3.0818 | 54.374 | -3.0891 | RO | 2007 | 14 | 46.2% | 44.8% | 2021-01-01 | 1240 | 978 | Cumbria | Coniston Hydro - (8/01/07) Dixon Ground Coniston Cumbria | LA12 8HQ
Howden Dam Hydro | England | Severn Trent Water Ltd | 303 | 0.303 | Small | Conventional (Storage) | 53.4249 | -1.7444 | 53.4287 | -1.7458 | FiT | 2017 | 4 | 23.3% | 16.9% | 2019-03-01 | 449 |  |  | Howden Dam Hydro Derwent Reservoir Derwent Valley Derwent | S33 0BB
Ranachan Hydro | Scotland | Ranachan Hydro Ltd | 301 | 0.301 | Small | Run of River | 56.8795 | -5.5777 | 56.8843 | -5.5638 | FiT | 2015 | 6 | 38.7% | 41.9% | 2020-12-01 | 1109 |  | The Highland Council | Ranachan Cottage Lochailort | PH38 4LZ
Kinloch House | Scotland |  | 301 | 0.301 | Small | Run of River | 56.6261 | -5.8195 | 56.6313 | -5.8052 | [8 empty] | The Highland Council
Glen Lyn Gorge | England | Glen Lyn Generations Ltd | 300 | 0.3 | Small | Run of River | 51.229 | -3.8296 | 51.2254 | -3.8322 | RO | 1987 | 34 | 59.6% | 67.7% | 2020-11-01 | 1783 | 1526 | Devon | Glen Lyn Gorge Glen Lyn Lynmouth Devon | EX35 6ER
Lintrathen Treatment Works | Scotland | Scottish Water | 300 | 0.3 | Small | WTW | 56.6707 | -3.1878 | - | - | RO | 1989 | 32 | 50.3% | 60.6% | 2021-01-01 | 1598 | 1329 | Angus | Loch Lintrathen By Kirriemuir | DD8 5JJ
Chesthill | Scotland | Glen Hydro | 300 | 0.3 | Small | Run of River | 56.6003 | -4.1201 | 56.61 | -4.1121 | FiT | 2016 | 5 | 38.2% | 48.3% | 2020-03-01 | 1273 |  |  | Chesthill Hydro Development Glen Lyon Aberfeldy | PH15 2NH
Pitnacree Hydro | Scotland | Patrick Sherriff1 | 300 | 0.3 | Small | Run of River | 56.6619 | -3.7686 | 56.6701 | -3.7752 | FiT | 2015 | 6 | 31.1% | 48.1% | 2020-03-01 | 1267 |  |  | Pitnacree Hydro LLP Ballinluig | PH9 0LW
Balagowan HEP Development | Scotland | Balagowan Hydro Ltd | 300 | 0.3 | Small | Run of River | 55.9947 | -4.9901 | 56.0008 | -5.0107 | FiT | 2016 | 5 | 27.8% | 34.1% | 2020-12-01 | 899 |  |  | Balagowan HEP Development Balagowan Estate Land West of Ballochyle Steading Dunoon | PA23 8RD
Allt Mor Hydro Generating Station | Scotland | Connell Renewables Limited | 300 | 0.3 | Small | Run of River | 57.1803 | -4.4752 | 57.1645 | -4.4761 | FiT | 2015 | 6 | 26.3% | 26.3% | 2021-01-01 | 694 |  |  | ALLT MOR HYDRO GENERATING STATION GARROGIE ESTATE WHITEBRIDGE INVERNESS | IV2 6UR
Pitleoch Burn Hydro / Ballinloan Hydropower | Scotland | Ballinloan Renewables Limited | 300 | 0.3 | Small | Run of River | 56.5527 | -3.6803 | 56.5634 | -3.6846 | FiT | 2016 | 5 | 32.5% | 23.1% | 2020-12-01 | 608 |  |  | Pitleoch Burn Hydro Ballinloan Farm Ballinloan | PH8 0BS
Salmon Inn | Scotland | Scottish Water | 300 | 0.3 | Small | Water Reservoir | 55.9898 | -3.7255 | 55.99 | -3.7253 | RO | 1990 | 31 |  |  | 2002-06-01 | 306 | 306 |  | Salmon Inn Salmon Inn Road Falkirk
Ardtornish Estate - Socaich Burn Hydro Scheme | Scotland | Ardtorish Estate / Hydro Plan | 295 | 0.295 | Small | Run of River | 56.5594 | -5.7164 | 56.545537858 56.539065400 56.5418058928 | -5.737158201199 -5.73790466355 -5.70700212962 | FiT | 2017 | 4 | 12.4% | 21.1% | 2020-12-01 | 548 |  | The Highland Council | Socaich Burn Hydro Scheme Ardtornish Estate Morvern | PA80 5UZ
Cleghorn Bridge Hydro | Scotland | TLS Hydropower Ltd | 290 | 0.29 | Small | Run of River | 55.6882 | -3.7452 | 55.6882 | -3.7445 | RO | 2005 | 16 | 19.1% | 32.1% | 2020-12-01 | 871 | 634 | Lanarkshire | Cleghorn Bridge Hydro Cleghorn Bridge Nr Lanark | ML11 7RW
Lowwood Hydro | England | Lowwood Products Co. Ltd | 290 | 0.29 | Small | Run of River | 54.0671 | -2.0027 | 54.0674 | -2.0028 | FiT |  |  | 43.5% | 38.4% | 2011-04-01 | 977
Glendevon Upper | Scotland | Scottish Water | 289 | 0.289 | Small | Conventional (Storage) | 56.2209 | -3.75 | 56.2207 | -3.7517 | FiT | 2015 | 6 | 65.1% | 52.4% | 2020-11-01 | 1330 |  |  | Glendevon Upper Reservoir by Dollar | FK14 7JZ
Conaglen House | Scotland | Conaglen Estate / Hydro Plan | 288 | 0.288 | Small | Run of River | 56.7721 | -5.2297 | 56.7815 | -5.2291 | RO | 2008 | 13 | 28.7% | 30.7% | 2021-01-01 | 674 | 466 |  | Conaglen House Hydro Project Conaglen Estate Conaglen By Fort William | PH33 7AJ
Harperstown Hydro | NI | Harperstown Power Ltd | 280 | 0.28 | Small | Run of River | 54.9002 | -6.3627 | 54.9039 | -6.3618 | RO | 1995 | 26 | 36.4% | 38% | 2020-12-01 | 930 | 511 | County Antrim | Harperstown Hydro Harperstown Power Ltd72 Hillmount Road Cullybac | BT42 1NZ
Knoydart Hydro - D, E / Loch Bhraomisaig | Scotland |  | 280 | 0.28 | Small | Conventional (Storage) | 57.0266 | -5.6432 | 57.0183 | -5.6466 | RO | 1970 | 51 | 24.4% | 24.8% | 2020-11-01 | 609 | 609 | The Highland Council | Knoydart Hydro - D,E Knoydart Hydro Inverie By Mallaig | PH41 4PL
Tobermory Power Station - A,E | Scotland | Scottish and Southern Energy (SSE) | 280 | 0.28 | Small | Conventional (Storage) | 56.6208 | -6.0703 | 56.6177 | -6.0786 | RO | 1953 | 68 | 11.5% | 0.1% | 2014-02-01 | 2 |  | Strathclyde | Tobermory Power Station Tobermory Isle of Mull Argyll
Dolhendre Hydro (Commercial) | Wales | Dolhendre Hydro Limited | 280 | 0.28 | Small | Run of River | 52.8666 | -3.7098 | 52.8694 | -3.7206 | FiT | 2016 | 5 |  |  | 2015-09-01 | 178 |  |  | Afon Fwy Llanuwchllyn | LL23 7TA
Cadwst | Wales | Berwyn Hydro Ltd | 275 | 0.275 | Small | Run of River | 52.9082 | -3.4357 | 52.9035 | -3.4265 | FiT | 2016 | 5 | 32.4% | 44.3% | 2020-03-01 | 1069 |  |  | Cadwst Mawr Llandrillo Corwen | LL21 0TD
Anafon Hydro | Wales | Ynni Anafon Energy Cyf | 271 | 0.271 | Small | Run of River | 53.2267 | -4.003 | 53.2201 | -3.9651 | FiT | 2015 | 6 | 40.4% | 47.7% | 2021-01-01 | 1136 |  |  | Anafon Hydropower Scheme Abergwyngregyn | LL33 0LP | 2015-2015 | 0.5 | £1.1 M
Kinlochteacuis Hydro | Scotland | Kinlochteacuis Hydro Ltd | 271 | 0.271 | Small | Run of River | 56.6228 | -5.8339 |  |  | FiT | 2016 | 5 | 32.4% | 31% | 2021-01-01 | 737 |  |  | Kinlochteacuis Hydro Kinloch Morvern Oban | PA80 5XE
Garidha / Shallain 1&2 | Scotland | Green Highland | 270 | 0.27 | Small | Run of River | 56.7778 | -4.2662 | 56.784 | -4.2806 | FiT | 2016 | 5 | 28.5% | 27.1% | 2020-09-01 | 643 |  |  | Allt Coire na Garidha Allt Shallainn Craiganour Forest Kinloch Rannoch | PH18 5UJ
Yorkshire Hydropower Thrybergh | England | Yorkshire Hydropower Limited | 265 | 0.265 | Small | Run of River | 53.4626 | -1.3029 | 53.4626 | -1.3033 | FiT | 2015 | 6 | 27.8% | 35.9% | 2019-03-01 | 832 |  |  | ADJACENT WEIR CHARLES STREET KILNHURST | S64 5TJ
Black Corrie Hydro | Scotland | Stephen Fox | 262 | 0.262 | Small | Run of River | 56.6871 | -5.484 | 56.6793 | -5.4775 | FiT | 2016 | 5 | 57.2% | 37.2% | 2020-03-01 | 856 |  | The Highland Council | Allt a'choire Dhuibh Land approximately 3 miles east of Strontian Carnoch Estate Fort William | PH33 7AF
Tulliemet Burn Hydro 1 / Kindallachan Burn Hydro | Scotland | Atholl Hydro Limited | 259 | 0.259 | Small | Run of River | 56.6306 | -3.638 |  |  | FiT | 2015 | 6 | 33.6% | 41.9% | 2020-06-01 | 954 |  |  | Tulliemet Hydro Powerhouse Kindallachan | PH9 0NW
Mannoch Power Station - D | Scotland | Fred Olsen Ltd | 257 | 0.257 | Small | Run of River |  |  |  |  | RO | 1988 | 33 | 27.1% | 39.5% | 2020-12-01 | 891 | 797 | Dumfries and Galloway | Mannoch Power Station Mannoch Forrest Estate Dalry | DG7 3XS
Orrin Dam - A | Scotland | Scottish Southern Energy (SSE) | 256 | 0.256 | Small | Conventional (Storage) | 57.5541 | -4.6153 | 57.5151 | -4.6683 | RO | 1959 | 62 | 47.9% | 44.7% | 2020-11-01 | 1006 | 1006 | Highland | Orrin Dam-A By Contin Inverness-shire | IV6
Bushmills Hydro Station / Ballyness Hydro Scheme | NI | The Bushmills Hydro-Electric Company Ltd / Hydro Plan | 255 | 0.255 | Small | Run of River | 55.1969 | -6.5257 | 55.1965 | -6.5261 | RO | 2017 | 4 | 48.2% | 57.3% | 2021-01-01 | 1254 | 2732 |  | Bushmills Hydro End of Heron Shaw Bushmills | BT57 8RE
Upper Wyvis Allt Gleann Sgathaich | Scotland | Wyvis Plant & Power Ltd | 252 | 0.252 | Small | Run of River | 57.6257 | -4.5918 | 57.6326 | -4.5997 | FiT | 2016 | 5 | 30.7% | 27.6% | 2020-11-01 | 610 |  |  | Upper Wyvis Hydro Blairninich Strathpeffer | IV14 9AE
Daer WTW inlets & spill | Scotland | Scottish Water | 250 | 0.25 | Small | WTW | 55.3657 | -3.6149 | - | - | FiT | 2014 | 7 | 63.4% | 67% | 2021-01-01 | 1472 |  |  | Daer Water Treatment Works Elvanfoot | ML12 6TJ
Pitcastle | Scotland | Pitcastle Estate Management Ltd | 250 | 0.25 | Small | Run of River | 56.6583 | -3.7771 | 56.6555 | -3.7855 | FiT | 2016 | 5 | 64.7% | 57.7% | 2020-03-01 | 1267 |  |  | Pitcastle Hydro Strathtay Pitlochry | PH9 0PJ
Llys Y Fran Compensation and Spill Hydro | Wales | Dwr Cymru Welsh Water | 250 | 0.25 | Small | Compensation Flow | 51.8824 | -4.8524 | 51.8826 | -4.8532 | FiT | 2017 | 4 | 39.4% | 50.5% | 2021-01-01 | 1109 |  |  | Llys Y Fran Reservoir Llys Y Fran Clarbaston Road Llys Y Fran | SA63 4RR
Hayeswater Hydro | England | National Trust (North Region) | 250 | 0.25 | Small | Run of River | 54.5078 | -2.9026 | 54.5028 | -2.9013 | FiT | 2016 | 5 | 52.1% | 49% | 2020-03-01 | 1077 |  |  | Hayeswater Hydro Hartsop Patterdale Penrith | CA11 0NY |  |  | £1.2 million
Blackburn Hydro | NI | Blackburn Hydro Limited | 250 | 0.25 | Small | Run of River | 55.0216 | -5.9802 | 55.0222 | -6.0019 | RO | 2017 | 4 | 43.9% | 48.8% | 2020-10-01 | 1071 | 3213 |  | 680m east north east of 8 Tower rd Carnlough | BT44 0JW
Turnalt Hydro | Scotland | Turnalt Hydro Ltd | 250 | 0.25 | Small | Conventional (Storage) | 56.22 | -5.4669 | 56.2139 | -5.4513 | FiT | 2016 | 5 | 44.8% | 46.6% | 2020-03-01 | 1023 |  |  | Iainshouse Turnalt Farm Barbreck Lochgilphead | PA31 8QW
Annat farm Hydropower (Allt Dogha) | Scotland | Bobby Ross Limited | 250 | 0.25 | Small | Run of River | 56.8464 | -5.1471 | 56.8564 | -5.1430600 | FiT | 2014 | 7 | 40.8% | 40.9% | 2021-01-01 | 897 |  | The Highland Council | Allt Dogha By Annat Farm Corpach Fort William | PH33 7NJ
Balliemeanoch 3 / Scheme C | Scotland | Balliemeanoch Hydro Ltd | 250 | 0.25 | Small | Run of River | 56.3029 | -5.2115 | 56.3074 | -5.196 | FiT | 2017 | 4 | 28.5% | 33.9% | 2020-12-01 | 744 |  |  | Balliemeanoch C Hydro Balliemeanoch Farm by Dalmally | PA33 1BW
Kinnaird | Scotland | Old Faskally Farming Company | 250 | 0.25 | Small | Run of River | 56.7056 | -3.714 | 56.7192 | -3.7022 | RO | 2008 | 13 | 30.3% | 32.7% | 2020-09-01 | 719 | 719 |  | Kinnaird Hydro Auchnahyle Farm Tomcroy Tomcroy Terrace | PH16 5JA
Catrine Hydro | Scotland | Catrine Community Renewables Ltd | 250 | 0.25 | Small | Run of River | 55.5055 | -4.3252 | 55.5072 | -4.3208 | FiT | 2016 | 5 | 23.3% | 26.7% | 2020-12-01 | 586 |  |  | 3A Laigh Road Catrine | KA5 6SN
Rhodeswood Hydro | England | SHP Projects Ltd | 250 | 0.25 | Small | Conventional (Storage) | 53.4795 | -1.9381 | 53.4795 | -1.9356 | RO | 2001 | 20 | 20% | 17.4% | 2020-11-01 | 383 | 208 | Derbyshire | Rhodeswood Hydro Rhodeswood Hydro Tintwhistle Derbyshire
Grimwith Reservoir | England | Yorkshire Water Services Ltd | 250 | 0.25 | Small | Conventional (Storage) | 54.072 | -1.9112 | 54.0738 | -1.91 | FiT | 2010 | 11 | 18.6% | 11.7% | 2018-08-01 | 256 |  | North Yorkshire | Grimwith Reservoir Nr Hebden Skipton | BD23 5ED
Shane's Castle Hydro | NI | Shane's Castle / Hydro Plan | 250 | 0.25 | Small | Run of River | 54.7301 | -6.3007 | 54.7356 | -6.3114 | RO | 2011 | 10 | 59.7% | 54% | 2020-12-01 | 1016 | 2621 | County Antrim | Shanes Castle Estate Randalstown Road | BT41 4JE
Dochfour Burn Hydro | Scotland | Dochfour Enterprises Limited | 248 | 0.248 | Small | Run of River | 57.4301 | -4.3185 | 57.4305 | -4.3587 | FiT | 2015 | 6 | 29.3% | 34.8% | 2021-01-01 | 758 |  | The Highland Council | North of Dochfour House Dochgarroch Invernesss | IV3 8GY
Torside Reservoir Hydro | England | SHP Projects Ltd | 245 | 0.245 | Small | Conventional (Storage) | 53.4819 | -1.9182 | 53.4818 | -1.9175 | RO | 2001 | 20 | 27.6% | 7.2% | 2019-12-01 | 154 | 154 | Derbyshire | Torside Reservoir Hydro Tintwhistle Glossop Derbyshire
Invergarry Dam - A, E | Scotland | Scottish Southern Energy (SSE) | 240 | 0.24 | Small | Conventional (Storage) | 57.0718 | -4.7741 | 57.0771 | -4.8458 | RO | 2003 | 18 | 51% | 55.4% | 2020-11-01 | 1168 | 1168 | Highland | SRO Invergarry Power Station - A Invergarry Inverness-shire | PH32 4LU
Berwyn Hydro - A | Wales |  | 240 | 0.24 | Small |  | 52.9034 | -3.4268 |  |  | RO | 2006 | 15 | 37% | 38.4% | 2014-04-01 | 808 | 808 | Conwy | Berwyn Hydro - A (31/10/2006) Cadwst Mawr Llandrillo# Corwen Denbighshire | LL21 0TD
Masson Mill - D | England | Mara Securities Ltd | 240 | 0.24 | Small | Run of River | 53.1131 | -1.561 | 53.1138 | -1.5599 | RO | 1995 | 26 | 34.7% | 31.9% | 2020-12-01 | 672 | 645 | London | Masson Mill Matlock Bath | W3 1EW
Pershore Hydro | England | H&R Hudson | 236 | 0.236 | Small | Run of River | 52.1095 | -2.0702 | 52.1095 | -2.0702 | FiT | 2014 | 7 | 41.8% | 50% | 2020-08-01 | 1037 |  |  | Pershore Weir Pershore | WR10 1DX |  |  | 500000
Allt A'Mhuilinn / Boor Hydro | Scotland | Boor Hydro ltd | 235 | 0.235 | Small | Run of River | 57.7678 | -5.6232 | 57.7654 | -5.6317 | FiT | 2012 | 9 | 45.2% | 57.1% | 2020-06-01 | 497 |  | The Highland Council | Boor Hydro ltd Boor Bridge Poolewe | IV22 2LJ
Lussa Compensation Set | Scotland | Scottish Southern Energy (SSE) | 230 | 0.23 | Small | Compensation Flow | 55.4761 | -5.5845 | 55.498 | -5.6294 | FiT | 2017 | 4 | 61.6% | 85% | 2020-11-01 | 1718 |  |  | Lussa Compensation Set Lussa Power Station Peninver Campbeltown | PA28 6QP
Trelubbas | England | Western Hydro Ltd | 230 | 0.23 | Small | Run of River | 50.1212 | -5.2702 |  |  | RO | 1997 | 24 | 39% | 39.4% | 2021-01-01 | 795 | 379 | Cornwall | Trelubbas Trelubbas Wartha Trennak Helston | TR13 0LR
Clova Hydro | Scotland | Hugh B Niven 1 | 230 | 0.23 | Small | Run of River | 56.8453 | -3.1034 | 56.8568 | -3.1027 | FiT | 2011 | 10 | 37.1% | 37.8% | 2016-05-01 | 764 |  | Angus | Clova Hydro Glen Clova Nr. Kirriemuir | DD8 4QS
Derby City Hydro | England | Derby City Council | 230 | 0.23 | Small | Run of River | 52.923 | -1.4708 | 52.9231 | -1.4706 | FiT | 2013 | 8 | 35.6% | 25.9% | 2020-10-01 | 524 |  |  | Derby City Council Council House Corporation Street Derby | DE1 2FS
Aberdulais Falls | Wales | The National Trust Wales | 230 | 0.23 | Small | Run of River | 51.6798 | -3.7778 | 51.6802 | -3.7779 | RO | 1992 | 29 | 7.4% | 24.9% | 2021-01-01 | 502 | 303 | Neath Port Talbot | Aberdulais Falls (30/07/92) The National Trust Aberdulais Neath | SA10 8EU
Philiphaugh | Scotland | Philiphaugh Hydro Ltd | 228 | 0.228 | Small | Run of River | 55.54 | -2.8722 | 55.5381 | -2.875 | FiT | 2013 | 8 | 42.8% | 36.4% | 2020-10-01 | 729 |  |  | Murray Cauld Philiphaugh Sawmill Philiphaugh Estate Selkirk | TD7 5LX
Loch Poll | Scotland | Campbell-Dallas LLP | 225 | 0.225 | Small | Conventional (Storage) | 58.2373 | -5.2382 | 58.2318 | -5.2377 | RO | 2000 | 21 | 45.7% | 49.7% | 2020-10-01 | 983 | 983 | Highland | SRO Loch Poll Loch Poll Hydro Station Loch Poll Hydro Project | IV27 4NG
Moyola Hydro | NI | Moyola Park Trust | 222 | 0.222 | Small | Run of River | 54.7835 | -6.5592 | 54.7839 | -6.5603 | RO | 2017 | 4 | 34% | 39.7% | 2020-10-01 | 773 | 2319 |  | Moyola Park Castledawson Magherafelt | BT45 8ED
Strathlachlan Hydro / Strathlachlan River | Scotland | Strathlachlan Hydro Ltd | 220 | 0.22 | Small | Run of River | 56.1259 | -5.1512 | 56.1276 | -5.1414 | FiT | 2017 | 4 | 48.3% | 50.2% | 2021-01-01 | 970 |  |  | Leanach farm Leanach Strathlachlan Cairndow | PA27 8DB
Cranny Hydro | NI |  | 220 | 0.22 | Small | Run of River | 54.9931 | -6.0344 | 54.9931 | -6.0344 | RO | 2017 | 4 | 39% | 43.6% | 2020-10-01 | 843 | 2530 |  | Approximately 987m WNW of 45 Whitehill Road, Carnlough, Ballymena | BT44 0HG
Cladach Dam / Claddoch Power Station | Scotland | Scottish Southern Energy (SSE) | 220 | 0.22 | Small | Conventional (Storage) | 55.5922 | -5.1561 | 55.6035 | -5.1621 | RO | 1949 | 72 | 36.9% | 41.3% | 2020-11-01 | 798 | 798 | Ayrshire | Cladoch Dam Cladach Power Station By Brodick Castle Brodick Isle of Arran
Lodore Swiss Hotel | England | Hydro Energy Developments Ltd | 220 | 0.22 | Small | Run of River | 54.5594 | -3.1386 | 54.5556 | -3.1381 | RO | 1999 | 22 | 32.7% | 33.4% | 2021-01-01 | 645 | 498 | Cumbria | Lodore Swiss Hotel Derwent Water Keswick | CA12 5UX
Stronuich Power Station - A | Scotland | Scottish Southern Energy (SSE) | 215 | 0.215 | Small | Conventional (Storage) | 56.5455 | -4.4292 | 56.5452 | -4.4297 | RO | 1957 | 64 | 26.4% | 11.3% | 2020-11-01 | 213 | 207 | Perthshire | Stronuich Power Station Stronuich Power Station Bridge of Balgie Glen Lyon
Milford Hydro | England |  | 214 | 0.214 | Small | Run of River |  |  |  |  | FiT | 2020 | 1 |  |  | 2020-12-01 | 107 |  |  | Milford Hydro Derby Road Milford Belper | DE56 0QW
Cowlyd Lower Break Pressure Tank Hydro | Wales | Dwr Cymru Welsh Water | 200 | 0.2 | Small | WTW | 53.1798 | -3.8341 | - | - | FiT | 2015 | 6 | 62.6% | 69.3% | 2021-01-01 | 1217 |  |  | Cowlyd Lower Break Pressure Tank near Bryn Cowlyd New Water Treatment Works Dolgarrog Conwy | LL32 8JG
Mucomir Compensation Set | Scotland | Scottish Southern Energy (SSE) | 200 | 0.2 | Small | Compensation Flow | 56.9104 | -4.9853 | 56.9105 | -4.9851 | None | 2016 | 5 | 56.6% | 58.7% | 2020-11-01 | 1032 |  |  | Mucomir Power Station Gairlochy By Spean Bridge | PH34 4EQ
Cowlyd Upper Hydro | Wales | Dwr Cymru Welsh Water | 200 | 0.2 | Small | WTW | 53.1874 | -3.8491 | - | - | FiT | 2014 | 7 | 50.5% | 58% | 2021-01-01 | 1019 |  |  | Cowlyd Upper Break Pressure Tank Coed Dolgarrog Dolgarrog Conwy | LL27 0JZ
Hillmount Green | NI | Harperstown Power Ltd | 200 | 0.2 | Small | Run of River | 54.9002 | -6.3627 | 54.9038 | -6.3619 | RO | 2016 | 5 | 46% | 50.3% | 2020-12-01 | 884 | 1658 |  | 65 Hillmount Road Cullybackey Ballymena | BT42 1NZ
Afon Ty-Cerig Hydro | Wales | DHG Hydro Limited | 200 | 0.2 | Small | Run of River | 52.7997 | -3.7305 |  |  | RO | 2003 | 18 | 42.5% | 48.5% | 2020-12-01 | 852 | 736 | Powys | Afon Ty-Cerig Hydro Ty Cerig Rhydymain | SY20 9HR
Monzie Hydro Electric - A,D | Scotland | Monzie Hydro Electric Partnership | 200 | 0.2 | Small | Run of River | 56.4045 | -3.819 | 56.4271 | -3.8234 | RO | 1952 | 69 | 48.9% | 46.6% | 2021-01-01 | 818 | 669 | Perthshire | Monzie Hydro Electric Monzie Crieff | PH7 4HE
Mull Cheese Power 1 | Scotland | J. & C.I. Reade & Sons | 200 | 0.2 | Small | Run of River | 56.6186 | -6.09 |  |  | FiT | 2011 | 10 | 37.6% | 36.4% | 2020-02-01 | 640 |  | Strathclyde | Sgriob-ruadh Farm Glengorm Rd Tobermoey Isle of Mull | PA75 6QD
Manofferen Hydro | Wales | Pant yr Afon Hydro Scheme | 200 | 0.2 | Small | Run of River | 53.0034 | -3.943 | 53.0134 | -3.9462 | FiT | 2010 | 11 | 29.9% | 31.9% | 2020-11-01 | 561 |  | Gwynedd | Maenofferen Hydro Llechwedd Slate Mines Blaenau Ffestiniog | LL41 3NB
Blackburn Hydro at Blackburn WWTW - A,C,D | England |  | 200 | 0.2 | Small | WTW | 53.764 | -2.6063 | - | - | RO | 1992 | 29 | 37.6% | 30.6% | 2012-06-01 | 537 | 537 | Lancashire | Blackburn Waste Water Treatment Works Cuerdale Lane Salmesbury Preston | PR5 0UY
Roach Bridge Mill | England | Edenbrace Limited | 200 | 0.2 | Small | Run of River | 53.7546 | -2.6141 | 53.7549 | -2.6137 | FiT | 2011 | 10 | 24.4% | 17.5% | 2021-01-01 | 308 |  | Lancashire | Roach Bridge Mill Roach Road Salmesbury Preston | PR5 0UB
Benmore Farm East Hydro | Scotland |  | 200 | 0.2 | Small | Run of River | 56.4017 | -4.5622 | 56.3985801845 56.398543075 56.3972601271 56.3970439001 | -4.54610461545 -4.54664373946 -4.54945853597 -4.5508961649 | FiT | 2020 | 1 |  |  | 2020-11-01 | 275 |  |  | Benmore Farm Crianlarich | FK20 8QS
Broughton Hydro at Broughton WTW- D,E | England |  | 200 | 0.2 | Small | WTW | 53.808 | -2.7319 | - | - | RO | 1963 | 58 | 22.4% | 12.8% | 2014-05-01 | 224 | 224 |  | Broughton Hydro at Broughton WT - D,E Broughton Water Treatment Works Woodplumpton Lane | PR3 5JL
Allt Coire a Bhainidh | Scotland | Osprey Energy Ltd. | 200 | 0.2 | Small | Run of River | 57.4831 | -5.2878 | 57.473 | -5.2768
Ponts Mill Community Turbine | England | Cornwall Council Hydro | 200 | 0.2 | Small | Run of River | 50.3736 | -4.7116 |  |  | RO | 1989 | 32 | 25.1% | 2.6% | 2016-12-01 | 46 | 16 | Cornwall | Ponts Mill Tan Yard Cottage Bodiggo Luxulyan | PL30 5DR
Allt nan Crocan 1 / Allt nan Cnocan / Cnoc Madaidh 1 | Scotland | Co-Hydrover Developments Ltd | 200 | 0.2 | Small | Run of River | 56.079 | -4.9485 | 56.0893 | -4.9602 | FiT | 2017 | 4 |  |  | 2019-03-01 | 339 |  | https://scotland.forestry.gov.uk/images/corporate/pdf/Renewable-energy-schemes-on-the-National-Forest-Estate-January-2019.pdf | Allt Nan Crocan hydro Glen Finart Ardentinny Dunoon | PA23 8TT
Killail Farm | Scotland | Private Developer | 200 | 0.2 | Small | Run of River | 56.0122 | -5.241 |  |  |  | 2021 | 0 | [5 empty] | Argyll and Bute | Land South East Of Killail Farm, Otter Ferry, Tighnabruaich, Strathclyde | PA21 2DH
Selcoth Hydro | Scotland | Selcoth Renewables ltd | 190 | 0.19 | Small |  | 55.3575 | -3.3606 |  |  | FiT | 2013 | 8 | 64.4% | 59% | 2020-09-01 | 984 |  |  | Selcoth Hydro Selcoth Rounstonefoot Moffat | DG10 9LG
Uig Hydro Scheme (Lo'n Airigh-uige Burn Scheme A and B) | Scotland |  | 190 | 0.19 | Small | Run of River | 57.5873 | -6.3175 | 57.5905 | -6.3127 | [8 empty] | The Highland Council
Blarour Hydro Generating Station | Scotland | Blarour Farming Company / Green Highland | 187 | 0.187 | Small | Run of River | 56.8957 | -4.9169 | 56.9009 | -4.9159 | FiT | 2015 | 6 | 28.6% | 23.3% | 2021-01-01 | 383 |  | The Highland Council | Blarour Spean Bridge | PH34 4DX
Truim Compensation Set | Scotland | Scottish Southern Energy (SSE) | 186 | 0.186 | Small | Run of River | 56.9227 | -4.2392 | 56.9226 | -4.2389 | FiT | 2017 | 4 | 68.7% | 77.2% | 2020-11-01 | 1262 |  |  | Truim Compensation Set Cuaich PS Loch Cuaich Near Dalwhinnie | PH19 1AA
Roe Valley Country Park | NI | Northern Ireland Environment Agency | 185 | 0.185 | Small | Run of River | 55.0255 | -6.9383 | 55.0092 | -6.9368 | RO | 2017 | 4 |  |  | 2018-01-01 | 7 | 18 |  | Roe Valley Country Park 41 Dogleap Road Limavady | BT49 9NN
Milford Mill | England | Milford Mills Hydro Ltd | 185 | 0.185 | Small | Run of River | 53.0031 | -1.479 | 53.0044 | -1.4813 | RO | 1989 | 32 | 56.7% | 42.5% | 2020-06-01 | 691 | 691 | Derbyshire | Milford Mill The Turbine House Milford Mills Derby Road
Dungiven Hydro Live | NI | Solo Renewables (Dungiven) Ltd | 185 | 0.185 | Small | Run of River | 54.9169 | -6.9232 | 54.9168 | -6.9216 | RO | 2016 | 5 | 20.5% | 25.9% | 2020-12-01 | 421 | 1030 |  | Bleach Green Lane Dungiven | BT47 4UH
Denny Hydro Scheme No 1 | Scotland | Scottish Water | 180 | 0.18 | Small | [5 empty] | FiT | 2012 | 9 | 17.1% | 13.5% | 2021-01-01 | 213 |  |  | East of Mid Barnego Farm Off Barnego Road Denny | FK6 6BQ
Borrowash Mill | England | Derwent Hydroelectric Power Ltd | 180 | 0.18 | Small | Run of River | 52.9027 | -1.3846 | 52.9028 | -1.3847 | RO | 1995 | 26 | 5.3% | 3.7% | 2017-04-01 | 58 | 58 | Derbyshire | Borrowash Mill Station Road Borrowash Derbyshire
Dolanog Hydro | Wales | Dopower Ltd | 178 | 0.178 | Small | Run of River |  |  | 52.7038 | -3.3816 | RO | 1996 | 25 | 18% | 16.8% | 2020-07-01 | 262 | 262 | Powys | Dolanog Hydro The Mill Dolanog Welshpool | SY21 0LQ
Clunie Dam - A | Scotland | Scottish Southern Energy (SSE) | 175 | 0.175 | Small | Conventional (Storage) | 56.717 | -3.7781 | 56.7208 | -3.8247 | RO | 1950 | 71 | 75.1% | 83.1% | 2020-11-01 | 1278 | 1278 | Perth and Kinross | Clunie Dam - A Pitlochry Perthshire | PH16
Cynwyd Hydro | Wales | Dopower Ltd | 175 | 0.175 | Small | Conventional (Storage) | 52.9566 | -3.4028 | 52.9537 | -3.3905 | FiT | 2020 | 1 |  |  | 2020-03-01 | 62 |  |  | Cynwyd Powerhouse Waterfall Road Cynwyd Corwen | LL21 0LH
Wear Valley WTW - D | England | Northumbrian Water Ltd | 169 | 0.169 | Small | WTW | 54.7472 | -2.2346 | - | - | RO | 2003 | 18 | 56.2% | 56.1% | 2020-12-01 | 833 | 534 |  | Wear Valley WTW - D Wear Valley Water Treatment Works Burnhope Reserve
Rothes Hydro Turbine - A,D | Scotland |  | 165 | 0.165 | Small |  | 56.2023 | -3.1616 |  |  | RO | 1950 | 71 | 47.2% | 40.5% | 2009-12-01 | 586 | 586 |  | Rothes Hydro Turbine Tullis Russell Papermakers Ltd Markinch Glenroth | KY7 6PB
Faichemard Farm Hydro / Faichem | Scotland | Faichemard Farm Hydro | 165 | 0.165 | Small | Run of River | 57.0851 | -4.8364 | 57.0976 | -4.8481 | RO | 2009 | 12 | 48.7% | 36.3% | 2019-03-01 | 525 | 525 | Highland | Faichemard Farm Invergarry | PH35 4HG
Castlehill Reservoir | Scotland | Scottish Water | 163 | 0.163 | Small | Conventional (Storage) | 56.209 | -3.6097 | 56.209 | -3.6101 | FiT | 2014 | 7 | 58% | 63.1% | 2021-01-01 | 904 |  |  | Castlehill Reservoir Glendevon by Dollar | FK14 7LA
Baliemeanoch 1 Scheme A | Scotland | Balliemeanoch Hydro Ltd | 163 | 0.163 | Small | Run of River | 56.3349 | -5.1674 | 56.331 | -5.1599 | FiT | 2017 | 4 | 27.3% | 33% | 2020-12-01 | 473 |  |  | Balliemeanoch A Balliemeanoch Farm by Dalmally | PA33 1BW
Beannachran Dam - A | Scotland | Scottish Southern Energy (SSE) | 160 | 0.16 | Small | Conventional (Storage) | 57.4138 | -4.7891 | 57.4136 | -4.7894 | RO | 2005 | 16 | 51.1% | 50.2% | 2020-11-01 | 706 | 706 | Highland | Beannachran Dam - A Beannachran Dam Struy By Cannich
Dundreggan Dam A | Scotland | Scottish Southern Energy (SSE) | 160 | 0.16 | Small | Run of River | 57.2018 | -4.7207 | 57.2021 | -4.721 | RO | 1953 | 68 | 50.8% | 48.7% | 2020-11-01 | 685 | 685 | Highland | Dundreggan Dam A Invermoristen By Fort Augustus | IV6 6YH | 1949-1963 |  | £10 mil (multiple schemes - Ceannacroc, Glenmoriston, Cluanie and Dundreggan, Loyne, Livishie)
Avon Res Hydro Turbine | England | South West Water Ltd | 160 | 0.16 | Small | Run of River |  |  |  |  | FiT | 2012 | 9 | 31.5% | 32.2% | 2020-12-01 | 453 |  |  | Avon Impounding Reservoir Buckfastleigh | TQ11 0JG
Burrator Hydro | England | South West Water Ltd | 160 | 0.16 | Small | Conventional (Storage) | 50.4939 | -4.0443 | 50.494 | -4.0438 | FiT | 2015 | 6 | 18.1% | 18.4% | 2020-12-01 | 259 |  |  | Burrator Dam Burrator Yelverton | PL20 6PE
Bottoms Reservoir Hydro | England | SHP Projects Ltd | 160 | 0.16 | Small | Conventional (Storage) | 53.4709 | -1.9671 | 53.48 | -1.9378 | RO | 2001 | 20 | 22% | 16.9% | 2020-12-01 | 238 | 129 | Derbyshire | Bottoms Reservoir Hydro Tintwhistle Glossop Derbyshire
Carrickaness - A | NI |  | 155 | 0.155 | Small | Run of River | 54.4098 | -6.7502 | 54.4094 | -6.7514 | RO | 1995 | 26 | 33.5% | 36.5% | 2020-10-01 | 497 | 497 |  | Carrickaness Green Close Poulton Cirencester | GL7 6HS
Bridge of Tilt - A,D | Scotland | Lude and Invergarry Farms | 150 | 0.15 | Small |  | 56.7766 | -3.84 |  |  | RO | 1968 | 53 | 72.8% | 73.4% | 2020-11-01 | 967 | 967 | Perth and Kinross | Bridge of Tilt c/o Lude Estate Office Blair Atholl | PH18 5TS
Firrhill New Service Reservoir | Scotland | Scottish Water | 150 | 0.15 | Small | Water Reservoir | 55.9145 | -3.2375 | 55.9142 | -3.238 | FiT | 2014 | 7 | 56.7% | 52.9% | 2021-01-01 | 697 |  |  | Firrhill New Service Reservoir Oxgangs Road North Edinburgh | EH14 1DP
Ashfield Mill - E | Scotland | Ashfield Mill | 150 | 0.15 | Small | Run of River | 56.2109 | -3.9636 | 56.2118 | -3.9636 | RO | 1989 | 32 | 48.2% | 51.7% | 2020-12-01 | 681 | 490 | Stirlingshire | Ashfield Mill - E Ashfield Mill Ashfield By Dunblane | FK15 0JX
Glenborrodale Hydro | Scotland | Gorteneorn Ltd | 150 | 0.15 | Small | Run of River | 56.6833 | -5.9035 | 56.7064 | -5.9465 | RO | 2005 | 16 | 40.7% | 46.8% | 2020-12-01 | 576 | 467 | Highland | Glenborrodale Hydro Glenborrodale Castle Glenborrodale Acharacleq | PH36 4JP
Errwood HES | England |  | 150 | 0.15 | Small | Conventional (Storage) | 53.2802 | -1.9774 | 53.2791 | -1.978 | RO | 1989 | 32 | 40.1% | 39.4% | 2016-08-01 | 519 | 519 |  | Errwood HES Errwood Reservoir Valve House Longhill Buxton
Moneycarrie | NI | Messrs J & J McCaughern | 150 | 0.15 | Small | Run of River | 55.0145 | -6.6478 | 55.011 | -6.655 | RO | 2015 | 6 | 26.3% | 34.1% | 2021-01-01 | 449 | 916 | County Londonderry | 21 Brone Road Garvagh Coleraine | BT51 4EQ
Osbaston Weir | Wales | Old Manor Electric Company Ltd | 150 | 0.15 | Small | Run of River | 51.8204 | -2.724 | 51.8214 | -2.7254 | RO | 2008 | 13 | 34.2% | 26.6% | 2020-12-01 | 351 | 289 | Gwent | Osbaston Weir The Old Manor Forge Road Osbaston | NP25 3AZ
Alladale | Scotland |  | 150 | 0.15 | Small | Run of River | 57.867 | -4.6566 | 57.8734 | -4.6638 | RO | 2008 | 13 | 8.9% | 43.8% | 2020-11-01 | 335 | 335 | The Highland Council | Alladale Lodge by Ardgay Sutherland | IV24 3BS
Garnett Hydro - D | England | Garnett Paper (UK) Ltd | 150 | 0.15 | Small | Run of River | 53.9105 | -1.6913 | 53.9103 | -1.6915 | RO | 2005 | 16 | 20.7% | 21.5% | 2007-07-01 | 283 | 283 | West Yorkshire | Garnett Hydro Wharfeside Otley West Yorkshire | LS21 1QJ
Tircreven Hydro | NI | Trevor McBurney | 149 | 0.149 | Small | Run of River | 55.1402 | -6.9076 | 55.1223 | -6.8922 | RO | 2012 | 9 | 31.4% | 39.5% | 2020-10-01 | 517 | 1552 | County Londonderry | Tircreven Hydro Tircreven Road Limavady | BT49 0JH
Megget Reservoir Comp | Scotland | Scottish Water | 148 | 0.148 | Small | Conventional (Storage) | 55.4949 | -3.2499 | 55.4942 | -3.2521 | FiT | 2013 | 8 | 87.5% | 87.3% | 2021-01-01 | 1135 |  |  | Megget Reservoir By Yarrow Selkirk | TD7 5LQ
Pool Hydro Station | England |  | 148 | 0.148 | Small | Run of River | 53.9055 | -1.6397 | 53.906 | -1.6477 | FiT |  |  | 29% | 30% | 2020-11-01 | 390 |  | North Yorkshire | The Turbine House Pool Mills Pool-in-Wharfedale OTLEY | LS21 1RP
Glenarm Hydro | NI | Antrim Estates Company | 145 | 0.145 | Small |  | 54.9545 | -5.9661 |  |  | RO | 2014 | 7 | 43.6% | 48.5% | 2020-10-01 | 623 | 1868 |  | Adjacent to 3 Castle Lane Glenarm Ballymena | BT44 0BQ
Rydal Hall Hydro - D | England | Rydal Hall Ltd | 141 | 0.141 | Small | Run of River | 54.4491 | -2.9792 | 54.4553 | -2.9795 | RO | 1982 | 39 | 8% | 7.8% | 2014-06-01 | 96 | 88 | Cumbria | Rydal Hall Hydro - D Carlisle Church House Ltd Rydal Hall Ambleside | LA22 9LX
Strata Florida Hydro | Wales | Dwr Cymru Welsh Water | 140 | 0.14 | Small | WTW | 52.2774 | -3.8258 | - | - | FiT | 2012 | 9 | 82.1% | 82.2% | 2021-01-01 | 1011 |  | Dyfed | Strata Florida WTW Strata Florida Pontrhydfendigaid Aberystwyth | SY25 6ET
Cynwyd Power Station | Wales | Dopower Ltd | 135 | 0.135 | Small | Conventional (Storage) |  |  | 52.9537 | -3.3905 | RO | 1997 | 24 | 33.5% | 38.7% | 2020-01-01 | 458 | 458 | Conwy | Cynwyd Power Station Waterfall Road Cynwy Corwen | LL21 0LH
Hill Mount | NI |  | 135 | 0.135 | Small | Run of River | 54.9002 | -6.3627 | 54.9038 | -6.3619 | RO | 1998 | 23 | 40% | 35.3% | 2016-08-01 | 419 | 419 | County Antrim | Hill Mount 65 Hillmount Road Cullyracky Ballymena | BT42 1NZ
Clachbreck - A, D | Scotland | Inver Farmers | 132 | 0.132 | Small |  | 55.8921 | -5.6145 |  |  | RO | 1996 | 25 | 61.3% | 63% | 2021-01-01 | 730 | 584 | Argyll & Bute | Clachbreck Ormsary Lochgilphead | PA31 8NZ
Arrochar Hydro / An t-Streang Hydro | Scotland |  | 132 | 0.132 | Small | Run of River | 56.1906 | -4.7473 | 56.1864 | -4.7466 | FiT | 2015 | 6 | 37.5% | 36.5% | 2020-09-01 | 423 |  |  | An t-Streang Hydro Arrochar | G83 7AB
Dunans Hydro Station | Scotland | H14 Energy Limited | 132 | 0.132 | Small | Run of River | 56.0928 | -5.1194 | 56.0965 | -5.1132 | FiT | 2017 | 4 |  |  | 2019-03-01 | 291 |  |  | Dunans Hydro Station Glendaruel Colintraive | PA22 3AB
Lake Vyrnwy - A | England Wales | Severn Trent Water Ltd | 130 | 0.13 | Small | Conventional (Storage) | 52.7613 | -3.4578 | 52.762 | -3.4564 | RO | 1986 | 35 | 36.5% | 46.9% | 2020-11-01 | 536 | 536 | Shropshire Powys | Lake Vyrnwy Llanwddyn Oswestry | SY10 0LZ
The Coignafearn Estate | Scotland |  | 130 | 0.13 | Small | Conventional (Storage) | 57.2084 | -4.187 | 57.2087 | -4.2062 | RO | 2008 | 13 | 9.2% | 26.4% | 2020-11-01 | 301 | 301 | The Highland Council | The Coignafearn Esate Tomatin | IV13 7YB
Omagh Hydro Scheme | NI | Omagh Leisure Centre | 121 | 0.121 | Small | Run of River | 54.6022 | -7.2916 | 54.6026 | -7.2911 |  | 2012 | 9
Rivelin Water Treatment Works | England | Yorkshire Water Services Ltd | 120 | 0.12 | Small | WTW | 53.3773 | -1.5738 | - | - | RO | 2008 | 13 | 41.8% | 62.2% | 2020-12-01 | 656 | 574 | South Yorkshire | Rivelin WTW Manchester Road Sheffield South Yorkshire | S6 5SP
Glenmore Power Station | Scotland | Kames Farm Limited | 120 | 0.12 | Small | Run of River | 56.2419 | -5.5232 | 56.2395 | -5.5241 | RO | 1991 | 30 | 52.3% | 43.4% | 2020-12-01 | 457 | 437 | Highland | Glenmore Power Station Kames Farm Ltd Kames Farm Kilmelford Argyll | PA34 4XA
Tyn Y Cornel Hydro (Maes Glas) | Wales | DWR Maesglas Cyf | 120 | 0.12 | Small | [5 empty] | RO | 2002 | 19 | 19.1% | 18.1% | 2020-11-01 | 191 | 157 | Powys | Tyn Y Cornel Hydro - A Maes Glas Mallwyd Machynlleth
Aberdulais | Wales | Jones and Jones Renewables Ltd | 115 | 0.115 | Small | Run of River | 51.6916 | -3.7697 | 51.6923 | -3.7688 | FiT | 2014 | 7 | 43.6% | 44.5% | 2016-03-01 | 450 |  |  | Tan y Rhiw Farm Cilfrew Neath | SA10 8NF
Gelvin Hydro Ltd | NI | Gelvin Hydro | 112 | 0.112 | Small | Run of River | 54.967 | -6.877 | 54.9641 | -6.8598 | RO | 2014 | 7 | 33.1% | 33.1% | 2020-10-01 | 323 | 968 | County Londonderry | Legavallon Road Gortgarn Dungiven | BT47 4QW
Loch Calder (WTW) - A | Scotland | Scottish Water | 110 | 0.11 | Small | WTW | 58.5241 | -3.4846 | - | - | RO | 2004 | 17 | 63.4% | 72.2% | 2020-12-01 | 698 | 637 | Highland | Loch Calder Water Treatment Works (WTW) (22/12/200 Halkirk | KW12 6XF
West Cromwell Park, Almond Bank | Scotland | Kestral Controls Ltd | 110 | 0.11 | Small | Run of River |  |  | 55.8937 | -3.4852 | RO | 1987 | 34 | 49.5% | 60.8% | 2020-12-01 | 587 | 522 |  | West Cromwell Park, Almond Bank M. O. D. Site no 6West Cromwell Park
Gilford Hydro | NI | Gilford Hydro | 110 | 0.11 | Small | Run of River | 54.367 | -6.3503 | 54.3698 | -6.3449 | RO | 2016 | 5 | 34.9% | 37.8% | 2020-10-01 | 366 | 1097 |  | 5 Banbridge Road Gilford Craigavon | BT63 6DJ
McNaugher Hydro | NI | McNaugher Hydro | 110 | 0.11 | Small | [5 empty] | RO | 2016 | 5 | 28.9% | 35.7% | 2020-10-01 | 345 | 1036 |  | 62 Mullaghinch Road Aghadowey Coleraine | BT51 4AT
Hazel Bank Mill - A | NI | A.C. Powerlines Ltd | 110 | 0.11 | Small | Run of River | 54.3783 | -6.3026 | 54.3772 | -6.2988 | RO | 2006 | 15 | 32% | 34.8% | 2020-11-01 | 336 | 336 |  | Hazel Bank Mill - A (5/02/07) 7 Hazel Bank Road Gilford Co. Down | BT63 6DS
Stormontfield Hydro Station - C | Scotland | TLS Hydropower Ltd | 110 | 0.11 | Small | Run of River | 56.4526 | -3.4565 | 56.4774 | -3.4367 | RO | 1987 | 34 | 46.5% | 30.3% | 2021-01-01 | 293 | 231 | Perth and Kinross | Stormontfield Hydro Station Stormontfield Hydro Station Stormontfield Perth | PH2 6BJ
Gorton Power Station - A,C / Gorton Salen | Scotland |  | 110 | 0.11 | Small | Conventional (Storage) | 56.7409 | -5.8688 | 56.7335 | -5.8637 | RO | 1960 | 61 | 8.5% | 20.3% | 2008-05-01 | 196 | 196 | The Highland Council | Gorton Power Station By Salen Ardnamurchan Lochaber
Upperlands Community Hydro-Electric Ltd - A | NI | Upperlands Community Development Group | 110 | 0.11 | Small | Run of River |  |  | 54.8828 | -6.641 | RO | 1999 | 22 | 15.9% | 17.5% | 2020-03-01 | 169 | 169 |  | Upperlands Community Hydro - Electric Ltd. 67 Kilrea Road Upperlands MagheraCo Londonderr | BT46 5RN
Fairburn House | Scotland | Fairburn House Ltd | 110 | 0.11 | Small | Run of River | 57.5293 | -4.5587 | 57.5294 | -4.5596 | RO | 1995 | 26 | 24.9% | 14.8% | 2021-01-01 | 143 | 119 | Highland | Fairburn House - (17/07/2007) Orrin Falls Fairburn House Marybank | IV6 7UT
Old Walls Hydro | England | Miles Robert Fursdon | 108 | 0.108 | Small | Run of River | 50.5549 | -3.8366 | 50.5597 | -3.836 | RO | 1995 | 26 | 41.8% | 51.2% | 2020-11-01 | 486 | 486 | Devon | Old Walls Hydro Old Walls Farm Ponsworthy Newton Abbott
Avon Dam Hydro Station- A,D | England | South West Water Ltd | 108 | 0.108 | Small | Run of River | 50.4713 | -3.8626 | 50.4717 | -3.8628 | RO | 1954 | 67 | 19.1% | 10.9% | 2018-05-01 | 103 | 103 | Devon | Avon Dam Hydro Station- A,D Avon Dam Hydro Station Shipley Bridge South Bren | TQ10 9ED
Chreagaich / Creagaich (Allt a' Choire) | Scotland | Corrour Estate / Hydro Plan | 103 | 0.103 | Small | Run of River | 56.7908 | -4.6003 | 56.783 | -4.5932 | FiT | 2016 | 5 | 43.5% | 47.7% | 2020-03-01 | 419 |  | The Highland Council | Allt a' Choire Chreagaich Hydro Scheme Corrour Estate By Fort William | PH30 4AA | 2013-2015 | 2.5
Felindre Mill | Wales | Felindre Hydro Limited | 102 | 0.102 | Small | Run of River | 52.4432 | -3.5564 | 52.4435 | -3.5575 | FiT | 2016 | 5 | 35.1% | 28.2% | 2019-03-01 | 252 |  |  | Felindre Mill Llanidloes | SY18 6PH
Allt Na Choire / Corry Burn | Scotland | Rhidorroch | 100 | 0.1 | Small | Run of River | 57.8856 | -5.1359 | 57.8942 | -5.1178 | FiT | 2012 | 9 | 33.5% | 32.1% | 2020-12-01 | 276 |  | The Highland Council | Corry Burn Rhidorroch Estate Ullapool | IV26 2TB
Dirnanean | Scotland | Dirnanean Estate Partnership | 100 | 0.1 | Small | Run of River | 56.7496 | -3.5313 | 56.7532 | -3.5288 | FiT | 2014 | 7 | 50% | 53.4% | 2020-08-01 | 469 |  |  | Dirnanean Estate Enochdhu Blairgowrie | PH10 7PD
Achranich Bridge Hydro Scheme / Ardtornish | Scotland | Ardtorish Estate / Hydro Plan | 100 | 0.1 | Small | Run of River | 56.5618 | -5.7359 | 56.5612 | -5.7353 | FiT | 2016 | 5 | 47.5% | 54.1% | 2020-12-01 | 475 |  | The Highland Council | Achranich Bridge Hydro Scheme Achranich Ardtornish Estate Morvern | PA80 5UZ
Bealey's Weir | England | Resolution Hydro Ltd. | 100 | 0.1 | Small | Run of River | 53.5773 | -2.3093 | 53.5776 | -2.3094 | FiT | 2012 | 9 | 50.8% | 55.4% | 2020-12-01 | 487 |  |  | Bealey's Weir near Warth Industrial Estate Radcliffe Bury | BL9 9NB
Abersanda Hydro / Ardgour Outdoor Centre hydro | Scotland | Abersanda Ltd | 100 | 0.1 | Small | Run of River | 56.6662 | -5.4028 | 56.6666 | -5.4113 | FiT | 2012 | 9 | 43.3% | 44.6% | 2021-01-01 | 392 |  |  | Abersanda Hydro c/o Abernethy Trust Ardgour Fort William | PH33 7AD
Allt a' Chairn Mhoir | Scotland |  | 100 | 0.1 | Small | Conventional (Storage) | 56.8352 | -5.8105 | 56.8313 | -5.8015 | [8 empty] | The Highland Council
Nant Colwyn Hydro | Wales | Nant Colwyn Hydro Limited | 100 | 0.1 | Small | Run of River | 53.0313 | -4.1267 |  |  | FiT | 2014 | 7 | 44.2% | 39.6% | 2019-03-01 | 347 |  |  | Nant Colwyn Wernlas Deg Farm Beddgelert | LL55 4UU
Mawddach Hydroelectric | Wales | Clogau Renewable Energy Ltd | 100 | 0.1 | Small | Run of River | 52.8296 | -3.8782 | 52.8304 | -3.8779 | FiT | 2016 | 5 | 47.2% | 43.7% | 2020-12-01 | 384 |  |  | Coed y Brenin Banks of River Mawddach Ganllwyd | LL40 2LF
Abhainn Righ - Allt Meurach | Scotland | CRF Hydro Ltd. | 100 | 0.1 | Small | Run of River | 56.7157 | -5.2027 | 56.7172 | -5.1893 | [8 empty] | Highland
Stickle Ghyll Hydro | England | National Trust (North Region) | 100 | 0.1 | Small | Run of River | 54.4495 | -3.0887 | 54.4516 | -3.0932 | FiT | 2015 | 6 | 34.7% | 42.6% | 2020-03-01 | 374 |  |  | Stickle Barn Great Langdale Ambleside | LA22 9JU
Auchineden Hydro | Scotland | Auchineden Ltd | 100 | 0.1 | Small | Run of River | 55.9799 | -4.3825 | 55.9753 | -4.399 | FiT | 2016 | 5 | 32.9% | 40.5% | 2020-12-01 | 356 |  |  | Auchineden Estate Blanefield Glasgow | G63 9AX
Allt Loch Na Smeoraich | Scotland |  | 100 | 0.1 | Small | Conventional (Storage) | 57.3074 | -5.5601 | 57.3123 | -5.5785 | [8 empty] | The Highland Council
Allt A Choire Chais | Scotland |  | 100 | 0.1 | Small | Run of River | 56.9504 | -4.1653 | 56.9375 | -4.1546 | [8 empty] | The Highland Council
Allt Na Fearna | Scotland | Osprey Energy Ltd. | 100 | 0.1 | Small | Run of River | 57.1398 | -4.7174 | 57.1458 | -4.7229 | [8 empty] | The Highland Council
Cretshengan Hydro | Scotland | Ormsary Farmers | 100 | 0.1 | Small | [5 empty] | FiT | 2015 | 6 | 54.4% | 61.6% | 2021-01-01 | 541 |  |  | Cretshengan Farm Kilberry Tarbert | PA29 6YD
Rioran | Scotland | A. G. Porter & Sons Ltd. | 100 | 0.1 | Small | Run of River | 56.5375 | -4.4805 | 56.5295 | -4.4863 | FiT | 2015 | 6 | 37.4% | 37.5% | 2020-12-01 | 329 |  |  | Allt Rioran Glenlyon Aberfeldy | PH15 2PX
Letterewe Hydro Scheme | Scotland | Clyde Properties NV | 100 | 0.1 | Small | Run of River | 57.6852 | -5.4407 | 57.6881 | -5.439 | FiT | 2016 | 5 | 37.1% | 34% | 2020-12-01 | 299 |  | The Highland Council | Letterewe Lodge Loch Maree Achnasheen | IV22 2HH
Balmenoch Burn Hydro / Fordie Hydro Scheme | Scotland | Eighton Estates Ltd | 100 | 0.1 | Small | Run of River | 56.3842 | -3.956 | 56.409186 56.394242764 | -3.9485295 -3.95437175653 | FiT | 2017 | 4 | 42.8% | 50.2% | 2020-09-01 | 441 |  |  | c/o Fordie Estate Comrie | PH6 2LT
CWM Rheidol Comp Set (Gen7) - A | Wales | Statkraft Energy Ltd. | 100 | 0.1 | Small | Conventional (Storage) | 52.3971 | -3.9205 | 52.3976 | -3.9204 | RO | 1985 | 36 | 71.2% | 76.4% | 2021-01-01 | 671 | 560 | Carmarthenshire | Cwm Rheidol dam Cwm Rheidol Aberystwyth | SY23 3NF
Afon Las Hydro | Wales | Afon Las Hydro Limited | 100 | 0.1 | Small | Run of River | 53.099 | -4.072 | 53.1008 | -4.0653 | FiT | 2016 | 5 | 34% | 39.9% | 2020-04-01 | 350 |  |  | Afon Las Hydro Station Land near Afon Las Pont Gwastadnant Nant Peris | LL55 4UL
Caislidh | Scotland | A. G. Porter & Sons Ltd. | 100 | 0.1 | Small | Run of River | 56.5459 | -4.4573 | 56.5506 | -4.4603 | FiT | 2015 | 6 | 42.8% | 36.3% | 2020-12-01 | 319 |  |  | Allt Caislidh Glenlyon Aberfeldy | PH15 2PX
Shin Diversion Dam - A | Scotland | Scottish Southern Energy (SSE) | 100 | 0.1 | Small | Conventional (Storage) | 58.0125 | -4.4022 | 58.0129 | -4.4016 | RO | 2002 | 19 | 59.1% | 62.3% | 2020-11-01 | 547 | 547 | Highland | Shin Diversion Dam Shin Diversion Dam Inveran By Lairg
North Harris Bunavoneader / Bunavoneadar | Scotland | River Generation Ltd | 100 | 0.1 | Small | Run of River | 57.9346 | -6.8504 | 57.9365 | -6.8518 | FiT | 2016 | 5 | 47.6% | 43% | 2020-08-01 | 378 |  |  | Bunavoneader Hydro Station Bunavoneader Tarbert | HS3 3AL
Greenburn Hydro | England |  | 100 | 0.1 | Small | Run of River | 54.4157 | -3.0821 | 54.4106 | -3.0962 | FiT | 2018 | 3 | 48.7% | 48.3% | 2020-03-01 | 424 |  |  | Greenburn Hydro Little Langdale Ambleside | LA22 9PE
Torran Cuilinn Hydro Scheme | Scotland | Coulin Estate / Hydro Plan | 100 | 0.1 | Small | Run of River | 57.5415 | -5.3026 | 57.5444 | -5.2947 | FiT | 2017 | 2018 | 37.6% | 38.6% | 2020-03-01 | 339 |  |  | Torran Cuilinn Hydro Scheme Coulin Estate Kinlochewe Achnasheen | IV22 2EQ | 2017-2018 | 1.1667
Scatwell Lodge Hydro Scheme | Scotland | Lord Charles Aylesford | 100 | 0.1 | Small | Conventional (Storage) | 57.5663 | -4.6809 | 57.5556 | -4.7014 | FiT | 2014 | 7 | 47.9% | 54.4% | 2020-12-01 | 478 |  | The Highland Council | Little Scatwell Lodge Hydro Scatwell House Strathconon Muir of Ord | IV6 7QG
Glen Ogil Hydro Scheme No. 1 | Scotland | Scottish Water | 100 | 0.1 | Small | WTW | 56.7086 | -2.8571 | - | - | FiT | 2013 | 8 | 49.1% | 48.6% | 2021-01-01 | 427 |  |  | Tannadice WWTW By Forfar | DD8 3QA
Allt a Mheinn / Wester Tullich Hydro Scheme | Scotland | Allt a Mheinn Partnership LLP | 100 | 0.1 | Small | Run of River | 56.5044 | -4.1401 | 56.4991 | -4.1239 | FiT | 2015 | 6 | 56.2% | 64% | 2021-01-01 | 562 |  |  | Allt a Mheinn Wester Tullich Ardeonaig Killin | FK21 8SX
Heron Corn Mill | England | Heron Corn Mill (Beetham) Ltd | 100 | 0.1 | Small | Run of River | 54.2128 | -2.774 | 54.2127 | -2.774 | FiT | 2010 | 11 |  |  | 2011-04-01 | 136 |  |  | Heron Corn Mill Mill Lane Beetham Milnthorpe | LA7 7PQ | 2009-2010 | 1 | 520000
Ardmaddy Hydro | Scotland | Ardmaddy Estate | 100 | 0.1 | Small | Run of River | 56.2869 | -5.5788 | 56.2876 | -5.5689 | FiT | 2014 | 7 | 49.1% | 42.8% | 2020-09-01 | 376 |  |  | Ardmaddy Estate Ardmaddy Castle Oban | PA34 4QY
Mossdale Hydro | England | Mossdale Hydro Partnership | 100 | 0.1 | Small | Run of River | 54.3225 | -2.2673 | 54.3181 | -2.274 | FiT | 2015 | 6 | 14.2% | 25.9% | 2020-03-01 | 227 |  |  | Mossdale Head Thwaite Bridge | DL8 3LS
Ardchyline Hydro | Scotland | Argyll Land Ltd | 100 | 0.1 | Small | Run of River | 56.2127 | -5.049 | 56.2079 | -5.0292 | FiT | 2016 | 5 | 31% | 45% | 2019-03-01 | 394 |  |  | Ardchyline Estate Cairndow | PA25 8AZ
Ardeonaig Hydro | Scotland | N & E Campbell | 100 | 0.1 | Small | Run of River | 56.4942 | -4.1643 | 56.4885 | -4.1635 | FiT | 2017 | 4 | 43.7% | 54.6% | 2020-12-01 | 480 |  |  | Succoth Farm Ardeonaig Killin | FK21 8SY
Rhyd Wen Hydro | Wales | North Wales Hydro Power Limited | 100 | 0.1 | Small | Run of River | 52.8549 | -3.6124 | 52.8492 | -3.5991 | FiT | 2015 | 6 | 41.5% | 35.7% | 2019-03-01 | 313 |  |  | Nant Rhyd Wen Rhyd Wen Cwmyglyn Bala | LL23 7BU
Taff Bargoed Hydropower Scheme | Wales | Friends of Taff Bargoed Park Ltd | 100 | 0.1 | Small | Run of River | 51.6655 | -3.2993 | 51.6675 | -3.3004 | FiT | 2016 | 5 | 46.9% | 52.5% | 2020-02-01 | 461 |  |  | Cardiff Rd Treharris | CF46 5RT
Lartington WTW - D | England | Northumbrian Water Ltd | 100 | 0.1 | Small | WTW | 54.5591 | -1.9842 | - | - | RO | 1985 | 36 | 49.4% | 61.3% | 2020-12-01 | 538 | 390 | Durham | Lartington WTW Lartington Water Treatment Works Lartington Barn | DL12 9AZ
Leny Burn Hydro Scheme | Scotland | G A Cameron | 100 | 0.1 | Small | Run of River | 56.2505 | -4.2377 | 56.2578 | -4.2424 | FiT | 2015 | 6 | 29.7% | 31.8% | 2020-03-01 | 279 |  |  | Leny Burn Hydro Scheme Trean Farm Drumardoch Estate Callander | FK17 8AS
Gors Y Gedol 2B | Wales | Bailey Renewables Limited | 100 | 0.1 | Small | Conventional (Storage) | 52.7797 | -4.0787 | 52.7946 | -4.0088 | FiT | 2017 | 4 |  |  | 2018-03-01 | 358 |  |  | Gors Y Gedol 2B Gors Y Gedol West Glan Ysgethin Barmouth | LL43 2AH
Mickley | England | Mickley Hydro Scheme Ltd | 100 | 0.1 | Small | Run of River | 54.1882 | -1.6138 | 54.1872 | -1.6161 | FiT | 2012 | 9 | 47.9% | 55.7% | 2015-03-01 | 488 |  |  | Mickley Mill Mickley Ripon | HG4 3JE
Hafod Yspytty Hydro | Wales | North Wales Hydro Power Limited | 100 | 0.1 | Small | Run of River | 52.9682 | -3.922 | 52.9716 | -3.8951 | FiT | 2015 | 6 | 53.1% | 49.1% | 2019-03-01 | 430 |  |  | Afon Gamallt Hafod Yspytty Blaenau Ffestiniog | LL41 4RF
Ledard Hydro | Scotland | Hydro Ludens Limited | 100 | 0.1 | Small | Run of River | 56.191 | -4.4828 | 56.194 | -4.4852 | FiT | 2017 | 4 | 38.5% | 44.9% | 2020-12-01 | 394 |  |  | Ledard Kinlochard Aberfoyle Stirling | FK8 3TL
Burnmakiman 1 / Burnmakiman Burn Dunoon | Scotland | Co-Hydrover Consortium Ltd. | 100 | 0.1 | Small | Run of River | 55.9054 | -4.9548 | 55.9099 | -4.977 | FiT | 2018 | 3 |  |  | 2019-03-01 | 429 |  |  | Burnmakiman Innellan Dunoon | PA23 7SA
Ardchullarie Burn Hydro Scheme | Scotland | G A Cameron | 100 | 0.1 | Small | Run of River | 56.2947 | -4.2905 | 56.2986 | -4.2856 | FiT | 2015 | 6 | 37.4% | 45% | 2020-03-01 | 395 |  |  | Ardchullarie Burn Hydro Scheme Drumardoch Estate Callander | FK17 8HF
Linton Falls | England | Linton Falls Hydroelectric Power Company Limited | 100 | 0.1 | Small | Run of River | 54.0672 | -2.0027 | 54.0674 | -2.0028 | FiT | 2011 | 10 | 37.2% | 40.8% | 2021-01-01 | 358 |  |  | Linton Falls Hydro Station Linton Falls Grassington Skipton | BD23 6BQ
Glenn Dubhlinn | Scotland | River Generation Ltd | 100 | 0.1 | Small | Run of River | 57.8617 | -6.9221 | 57.8538 | -6.9233 | FiT | 2016 | 5 | 31.7% | 26% | 2020-08-01 | 228 |  |  | Glenn Dubhlinn Hydro Station Seilebost | HS3 3HP
Glen Creran Estate / Druimavuic Hydro | Scotland | Glen Creran Estate | 100 | 0.1 | Small | Run of River | 56.583 | -5.1911 | 56.5774 | -5.1987 | FiT | 2012 | 9 | 60.5% | 69.2% | 2021-01-01 | 608 |  |  | glencreran estate glenure house appin | PA38 4BJ
Cressbrook Hydro 100 | England |  | 100 | 0.1 | Small | Run of River | 53.2514 | -1.7432 | 53.2521 | -1.7435 | FiT | 2018 | 3 | 58.7% | 80% | 2020-03-01 | 703 |  |  | Forge House Cressbrook Mill Cressbrook Buxton | SK17 8SA
Kelburn Hydro | Scotland | Kelburn Hydro Limited | 100 | 0.1 | Small | Run of River | 55.7729 | -4.8235 | 55.7696 | -4.8475 | FiT | 2017 | 4 | 47.4% | 57.8% | 2020-12-01 | 508 |  |  | Kelburn Estate Fairlie Largs | KA29 0BE
Braeface | Scotland | Scottish Water | 100 | 0.1 | Small |  | 56.0065 | -3.937 |  |  | FiT | 2018 | 3 | 39.3% | 35.8% | 2021-01-01 | 314 |  |  | Kelt Road Braeface Nr Banknock | FK4 1TD
Ardnacross Hydro station | Scotland | Ardnacross Energy Ltd | 100 | 0.1 | Small | Run of River | 56.5686 | -5.9984 | 56.5694 | -6.0124 | FiT | 2014 | 7 | 58.7% | 62.4% | 2021-01-01 | 548 |  |  | Ardnacross Aros Isle of Mull | PA72 6JS
Berthen Hydro | Wales | The National Trust Wales | 100 | 0.1 | Small | Run of River | 53.1569 | -4.0422 | 53.1581 | -4.0396 | FiT | 2016 | 5 | 38.8% | 47.8% | 2021-01-01 | 420 |  |  | Berthen Hydro Tyn Y Maes Nant Ffrancon Bethesda | LL57 3LX
Pandy Mill House | Wales | SW Hydro Ltd | 100 | 0.1 | Small | Run of River | 53.063 | -3.7798 | 53.0629 | -3.7797 | FiT | 2012 | 9 | 40.4% | 50.9% | 2020-12-01 | 447 |  |  | Pandy Mill House Penmachno Betws-y-coed | LL24 0PP
Hafod y Porth Hydro | Wales | The National Trust Wales | 100 | 0.1 | Small | Run of River | 53.0225 | -4.0823 | 53.0301 | -4.0781 | FiT | 2014 | 7 | 45.5% | 48% | 2021-01-01 | 422 |  |  | Hafod y Porth Hydro Craflwyn Beddgelert | LL55 4NE
Netherbeck Hydro | England | National Trust (Renewable Energy) Limited | 100 | 0.1 | Small | Run of River | 54.4487 | -3.295 | 54.4556 | -3.2973 | FiT | 2019 | 2 |  |  | 2020-03-01 | 382 |  |  | Netherbeck Hydro Netherbeck Wasdale Gosforth | CA20 1EX
Ardechive Hydro | Scotland | Ardechive Hydro Limited | 100 | 0.1 | Small | Run of River | 56.9734 | -5.0937 | 56.9858 | -5.0863 | FiT | 2017 | 4 | 39.1% | 44.1% | 2020-03-01 | 387 |  |  | Ardechive Achnacarry | PH34 4EL
Nant Dolgoch Hydro | Wales | Rhaeadr Hydro Limited | 100 | 0.1 | Small | Run of River | 52.6186 | -3.9868 | 52.6155 | -3.9762 | FiT | 2015 | 6 | 67.8% | 71.8% | 2018-02-01 | 629 |  |  | Nant Dolgoch Bryncrug Tywyn | LL36 9UW
Kinnaird Weir | Scotland | Southesk Settlement Trust | 100 | 0.1 | Small | Run of River | 56.7146 | -2.6126 | 56.7149 | -2.6127 | FiT | 2016 | 5 | 21.7% | 42.6% | 2020-03-01 | 374 |  |  | Kinnaird Weir Kinnaird Brechin | DD9 6TU
Green Corrie Hydro | Scotland | Stephen Fox | 100 | 0.1 | Small | Run of River | 56.6853 | -5.454 | 56.6765 | -5.4519 | FiT | 2016 | 5 | 61.9% | 59.6% | 2020-03-01 | 524 |  | The Highland Council | Allt Coire nam Frithallt 4 miles east of Strontian Carnoch Estate Fort William | PH33 7AF
Staveley Mill Yard - A | England |  | 100 | 0.1 | Small | Run of River |  |  | 54.3779 | -2.8144 | RO | 2002 | 19 |  |  | 2004-04-01 | 1 | 1 | Cumbria | Staveley Mill Yard Staveley Mill Yard Staveley Kendal | LA8 9LS
Kildermorie Estate - D,E / Loch Magharaidh Local Turbine | Scotland | The Firm of Kildermorie Estate | 100 | 0.1 | Small | Run of River | 57.7674 | -4.5402 | 57.7708 | -4.5354 | RO | 1996 | 25 | 30.8% | 23.7% | 2021-01-01 | 208 | 155 | Highland | Kildermorie Estate - D,E (20/04/06) Kildermorie Estate Ardross Easter Ross | IV17 0YH
Laig Hydro Station / Laig Eigg | Scotland | Eigg Electric Ltd | 100 | 0.1 | Small | Run of River | 56.9102 | -6.161 | 56.9042 | -6.1641 | RO | 2008 | 13 | 22.2% | 27.8% | 2021-01-01 | 244 | 187 | The Highland Council | Eigg Electric Ltd. An Laimhrig Isle of Eigg | PH42 4RL
Allt Coire Crubaidh | Scotland | Coulin Estate / Hydro Plan | 100 | 0.1 | Small | Run of River | 57.5275 | -5.1989 | 57.5306 | -5.2179 | FiT | 2018 | 3 | 44.6% | 45% | 2020-03-01 | 395 |  |  | Allt Coire Crubaidh Coulin Estate Achnasheen | IV22 2EQ | 2016-2018 | 1.0833
NW of Strathvaich Lodge | Scotland |  | 100 | 0.1 | Small | Run of River | 57.7345 | -4.7825 | 57.7405 | -4.7911 | [8 empty] | The Highland Council
Hause Gill Hydro | England | Ellergreen Hydro Ltd | 100 | 0.1 | Small | Run of River | 54.5145 | -3.1694 |  |  | FiT | 2017 | 4 | 24.4% | 28.5% | 2019-03-01 | 250 |  |  | Hause Gill Hydro Seatoller Borrowdale | CA12 5XW
Afon Dyfrdwy Hydro | Wales | North Wales Hydro Power Limited | 100 | 0.1 | Small | Run of River | 52.8308 | -3.7107 | 52.8314 | -3.72 | FiT | 2016 | 5 | 28.9% | 29% | 2019-03-01 | 254 |  |  | Afon Dyfrdwy Rhyd Y Drain Llanuwchllyn Bala | LL23 7UH
Brooklinn Hydro | Scotland | Brooklinn Hydro Limited | 100 | 0.1 | Small | Run of River | 56.6033 | -3.35 | 56.6034 | -3.3499 | FiT | 2011 | 10 | 37.9% | 51% | 2020-03-01 | 448 |  | Tayside | Brooklinn Mill Blairgowrie | PH10 6TB
Allt Coire | Scotland |  | 100 | 0.1 | Small | Run of River | 57.2651 | -5.0821 | 57.2651 | -5.0823 | [8 empty] | The Highland Council
Chatsworth House Hydro - A | England |  | 100 | 0.1 | Small | Run of River | 53.22183756 53.21695007 | -1.6148093493 -1.6123365656 | 53.2217485394 53.2170223918 | -1.61515697317 -1.612654836167 | RO | 1988 | 33 | 23.4% | 16.4% | 2015-06-01 | 144 | 144 | Derbyshire | Chatsworth House Hydro Y A (16/10/2007) Chatsworth House Chatsworth Bakewell | DE45 1PP
Llangower Hydro | Wales | North Wales Hydro Power Limited | 100 | 0.1 | Small | Run of River | 52.8762 | -3.6256 | 52.8729 | -3.6209 | FiT | 2015 | 6 | 32.3% | 28% | 2019-03-01 | 245 |  |  | Afon Glyn Pant Yr Onnen Llangower Bala | LL23 7BT
Allt nan Cailleach | Scotland | Sunart Community Renewables | 100 | 0.1 | Small | Run of River | 56.7086 | -5.5661 | 56.7134 | -5.5805 | FiT | 2015 | 6 | 53.3% | 53.9% | 2021-01-01 | 473 |  | The Highland Council | Crossfield Anaheilt Strontian Acharacle | PH36 4JA
Feorline Burn | Scotland | Highland Eco-Design Ltd | 100 | 0.1 | Small | Run of River | 56.1234 | -5.1555 | 56.1136 | -5.1487 | unknown | 2020 | 1
Kintradwell Burn Hydro Scheme | Scotland | Gresham Wood Industries Ltd. Trading as Kintradwell Estate. | 100 | 0.1 | Small | Run of River | 58.042 | -3.8297 | 58.0616 | -3.8506 | FiT | 2012 | 9 | 60.9% | 52.7% | 2020-12-01 | 463 |  | The Highland Council | KINTRADWELL ESTATE Brora | KW9 6LU
ALF Burn Hydro | Scotland | Alfburn Hydro Ltd | 100 | 0.1 | Small | Run of River | 57.5156 | -4.5157 |  |  | FiT | 2014 | 7 | 71.6% | 70.6% | 2020-11-01 | 620 |  | The Highland Council | Auchmore Farm Muir of Ord | IV6 7XB
Nant yr Ehedydd | Wales | DWR Maesglas Cyf | 100 | 0.1 | Small | Run of River | 52.6976 | -3.6218 | 52.7075 | -3.6251 | FiT | 2011 | 10 | 53% | 58.6% | 2020-12-01 | 515 |  | Powys | Nant yr Ehedydd hydro Talyganau Mallwyd Machynlleth | SY20 9HR
Hydro Ogwen | Wales | Ynni Ogwen Cyf / Datrys | 100 | 0.1 | Small | Run of River | 53.1707 | -4.0583 | 53.168 | -4.0568 | FiT | 2017 | 4 | 56% | 56.8% | 2021-01-01 | 499 |  |  | Hydro Ogwen Ogwen Bank Bethesda | LL57 3LQ |  |  | 500000
Wern Gawr Hydro | Wales | Wern Gawr Hydro Limited | 100 | 0.1 | Small | [5 empty] | FiT | 2015 | 6 | 57.4% | 49% | 2019-03-01 | 429 |  |  | Gernant Rhyd Y Main Dolgellau | LL40 2BH
Glenprosen Hydro Station | Scotland | Robin J H Batchelor | 100 | 0.1 | Small | Run of River | 56.7978 | -3.1517 |  |  | FiT | 2014 | 7 | 53.8% | 52% | 2020-07-01 | 457 |  |  | Glenprosen Hydro Station Glenprosen Estate Glen Prosen Kirriemuir | DD8 4SA |  |  | 300000
Eas Mor Hydro Station | Scotland | Eas Mor H20 Ecology | 100 | 0.1 | Small | Run of River | 55.4463 | -5.1314 | 55.4547 | -5.1325 | FiT | 2015 | 6 | 43.5% | 45.6% | 2020-03-01 | 401 |  |  | EAS MOR ECOLOGY LTD EAS MOR WATERFALL KILDONAN | KA27 8SA
RX3 Hydro Gatebeck Ltd | England | RX3 Hydro Gatebeck Ltd | 100 | 0.1 | Small | Run of River | 54.2667 | -2.6958 | 54.2812 | -2.6954 | FiT | 2016 | 5 | 35.1% | 36.5% | 2020-03-01 | 321 |  |  | Unit 1 Gatebeck Business Park Gatebeck Kendal | LA8 0HS
Clywedog 4 | Wales | Severn Trent Water Ltd | 100 | 0.1 | Small | Conventional (Storage) | 52.4697 | -3.6026 | 52.4703 | -3.6032 | FiT | 2016 | 5 | 23.7% | 25.8% | 2018-03-01 | 226 |  |  | Clywedog Dam Llanidloes | SY18 6NU
Lower Weir, Bromfield | England | Cymric Limited | 100 | 0.1 | Small | Run of River | 52.3836 | -2.7546 | 52.3837 | -2.7551 | FiT | 2012 | 9 | 44.2% | 41.3% | 2020-11-01 | 363 |  | Ludlow | Lower Weir Oakly Park Bromfield Ludlow | SY8 2JW
Corogle Hydro / Corrogie | Scotland |  | 100 | 0.1 | Small | Run of River | 56.7258 | -3.0736 |  |  | FiT | 2018 | 3 | 77.5% | 77.3% | 2020-03-01 | 678 |  |  | Pearsie House Kirriekuir | DD8 4RP
Afon Gennog | Wales | Wyn Jones | 100 | 0.1 | Small | Run of River | 53.0918 | -4.0597 | 53.0892 | -4.0605 | FiT | 2015 | 6 | 33.1% | 31.4% | 2020-03-01 | 276 |  |  | Blaen Y Nant Nant Peris Llanberis | LL55 4UL
Freemans Reach Hydro | England | Legal and General Assurance (Pensions Management) limited | 100 | 0.1 | Small | Run of River | 54.7785 | -1.5767 | 54.7771 | -1.5775 | FiT | 2014 | 7 |  |  | 2015-05-01 | 54 |  |  | Former Ice Rink Freemans Reach Durham | DH1 1SL
Corriemulzie hydro | Scotland | Braemar Community Limited | 100 | 0.1 | Small | Run of River | 56.9889 | -3.4629 | 56.9843 | -3.464 | FiT | 2016 | 5 | 4.4% | 32.9% | 2020-03-01 | 289 |  |  | Corriemulzie Linn of Dee road Nr Braemar Ballater | AB35 5YJ
Glenfernate | Scotland | D. Heathcoat-Amory | 100 | 0.1 | Small | Conventional (Storage) | 56.7797 | -3.5572 | 56.7879 | -3.5477 | FiT | 2012 | 9 | 53.4% | 51.2% | 2020-09-01 | 449 |  | Tayside | Glenfernate Enochdhu Blairgowrie | PH10 7PL
Fealar Lodge | Scotland | Fealar Grazings | 100 | 0.1 | Small | Run of River | 56.886 | -3.6278 | 56.8921 | -3.609 |  | 2013 | 8
Branny Hydro | Scotland | Invermark Hydro Limited | 100 | 0.1 | Small | Run of River | 56.9164 | -2.9108 | 56.9292 | -2.9103 | FiT | 2016 | 5 | 42.2% | 54.9% | 2020-03-01 | 482 |  |  | Branny Hydro Glenesk Brechin | DD9 7YZ
Allt Dearg | Scotland | Highland eco-design Ltd | 100 | 0.1 | Small | Run of River | 57.6161 | -4.5737 | 57.6244 | -4.57 | FiT | 2018 | 3 | 23.4% | 31.7% | 2020-03-01 | 278 |  |  | Allt Dearg Hydro Land 2390M NW Of Railwayside Heights Of Achterneed Glensgaich Dingwall | IV14 9AE |  |  | £ 1.8 m (for 3 sites Allt Dearg and Allt Laghain (Laggan), Allt a Chaitchinn (Achlain))
Brahan Hydro / West Of Conan House | Scotland | Mr A Matheson | 100 | 0.1 | Small | Run of River | 57.5507 | -4.4609 | 57.5506 | -4.4609 | FiT | 2015 | 6 |  |  | 2020-03-01 | 789 |  | The Highland Council | Brahan Hydro Brahan Dingwall | IV7 8EE
Craig Farm Hydro | Scotland | Paton Renewables Ltd | 100 | 0.1 | Small |  | 55.2917 | -4.5395 |  |  | FiT | 2014 | 7 | 32.2% | 39.9% | 2020-03-01 | 350 |  |  | Craig Farm Straiton | KA19 7NL
Kinloch Estate | Scotland |  | 100 | 0.1 | Small | Run of River | 58.4405 | -4.4901 | 58.4395 | -4.4965 | [8 empty] | The Highland Council
Afon Craig Las 2 | Wales | Bryn Hughes | 100 | 0.1 | Small | Run of River | 53.0515 | -4.2065 | 53.0437 | -4.2077 | FiT | 2016 | 5 | 49.3% | 54.4% | 2020-03-01 | 477 |  |  | Ffridd Farm Nantlle Caernarfon | LL54 6BT
Ffridd Uchaf Hydro | Wales |  | 100 | 0.1 | Small | Run of River | 53.0427 | -4.1176 | 53.0479 | -4.1138 | FiT | 2019 | 2 |  |  | 2020-10-01 | 373 |  |  | Ffridd Uchaf Rhyd Ddu Caernarfon | LL54 6TW
Pitmackie | Scotland | Garrows Farm Limited | 100 | 0.1 | Small | Run of River | 56.5413 | -3.9276 | 56.547 | -3.9343 | FiT | 2015 | 6 | 11.9% | 17.8% | 2020-12-01 | 156 |  |  | Garrows Amulree Dunkeld | PH8 0DE
Barguillean Hydro Ltd | Scotland | Barguillean Hydro Ltd | 100 | 0.1 | Small | Run of River | 56.413 | -5.2476 |  |  | FiT | 2012 | 9 | 31% | 18.1% | 2020-10-01 | 159 |  | Argyll & Bute | Barguillean Hydro Ltd Barguillean Taynuilt | PA35 1HY | 2011-2012 | 1
Ardlussa Grundale Hydro | Scotland | Ardlussa Renewable Energy | 100 | 0.1 | Small | Run of River | 56.0263 | -5.7841 | 56.0339 | -5.803 | FiT | 2012 | 9 | 47% | 38.7% | 2020-07-01 | 339 |  |  | Ardlussa House Ardlussa Isle of Jura | PA60 7XW
Edinample Hydro | Scotland | Edinample Energy | 100 | 0.1 | Small | Run of River | 56.3744 | -4.2652 | 56.3737 | -4.265 | FiT | 2018 | 3 | 49.6% | 57.7% | 2020-03-01 | 506 |  |  | Edinample Hydro Edinample Castle Lochearnhead | FK19 8QE |  |  | 550000
Afon Oernant | Wales | Alun Davies | 100 | 0.1 | Small | Run of River | 53.0291 | -3.8108 | 53.0255 | -3.7999 | FiT | 2015 | 6 | 43.7% | 49.2% | 2020-03-01 | 432 |  |  | Cae Gwyn Farm Penmachno Betws-Y-Coed | LL24 0YP
Glentarken Hydro Electric Power Scheme | Scotland | Drummond Trust | 100 | 0.1 | Small | Run of River | 56.3959 | -4.1562 | 56.4068 | -4.1627 | FiT | 2014 | 7 | 58.6% | 67.5% | 2020-09-01 | 592 |  |  | Glentarken Hydro Electric Scheme St Fillans Crieff | PH6 2NG
Allt a Mhullin | Scotland | Lochbroom Community Renewables Ltd | 100 | 0.1 | Small | Run of River | 57.7917 | -5.0442 | 57.7925 | -5.0403
Allt Nan Caorach Hydro | Scotland | Allt Nan Caorach Hydro | 100 | 0.1 | Small | Run of River | 57.6823 | -4.4259 | 57.6761 | -4.437 | FiT | 2012 | 9 | 38.3% | 38.2% | 2020-12-01 | 335 |  | Ross-shire | River Allt Nan Caorach Glen Glass Ross-Shire | IV16 9XW
Upper Maesgwm Hydro 100 | Wales | Clough Williams-Ellis Foundation | 100 | 0.1 | Small | Run of River | 52.9717 | -4.049 |  |  | FiT | 2017 | 4 | 50.3% | 54.5% | 2021-01-01 | 478 |  |  | Maesgwm Hydro Turbine House Site - Plas Brondanw Croesor Road off A4085 Croesor Llanfrothen | LL48 6SP
Prysglwyd Hydro 01 | Wales | Richard Vaughan | 100 | 0.1 | Small | [5 empty] | FiT | 2016 | 5 |  |  | 2019-03-01 | 325 |  |  | Prysglwyd Hydro Rhydymain Dolgellau | LL40 2BW
Glen Burn - Barbeth | Scotland | Private Developer | 100 | 0.1 | Small | Run of River | 54.9705 | -3.6331 | 54.9598 | -3.642 | [8 empty] | Dumfries and Galloway
Donside Community Hydro | Scotland | Sinclair Laing | 100 | 0.1 | Small | Run of River | 57.1764 | -2.1131 | 57.1765 | -2.116 | FiT | 2016 | 5 | 41% | 39.5% | 2020-11-01 | 347 |  |  | Donside Community Hydro Donside Village Tillydrone Aberdeen | AB24 2PD
Skeldon Mill | Scotland | KF & GM Willis | 100 | 0.1 | Small | Run of River | 55.395 | -4.5475 | 55.3926 | -4.5569 | FiT | 2016 | 5 | 54.6% | 54.6% | 2018-03-01 | 478 |  |  | Skeldon Mill Hollybush Ayr | KA6 7EB
Lagan Burn | Scotland | Hawkins Hydro Ltd | 100 | 0.1 | Small | Run of River | 56.8422 | -5.7332 | 56.8377 | -5.7205 | FiT | 2017 | 4 | 19.5% | 6.3% | 2021-01-01 | 55 |  | The Highland Council | Roshven Glenuig Lochailort | PH38 4NB
Inverlochlarig Hydro | Scotland | The Braes Farming Company Limited | 100 | 0.1 | Small | Run of River | 56.3316 | -4.5284 | 56.3416 | -4.5379 | FiT | 2014 | 7 | 78.1% | 81.8% | 2020-12-01 | 715 |  |  | Inverlochlarig Balquhidder Lochearnhead | FK19 8PH
Croftmill Hydro Scheme | Scotland | Glenquaich Estate / Hydro Plan | 100 | 0.1 | Small | Run of River | 56.5096 | -3.8474 | 56.503294121 56.5091157249 | -3.86667275195 -3.86846730336 | FiT | 2014 | 7 | 49.5% | 61.5% | 2020-03-01 | 535 |  |  | Croftmill Hydro Scheme Glen Quaich Amulree | PH8 0DA
Lynemore Hydro Scheme | Scotland | Glenquaich Estate / Hydro Plan | 100 | 0.1 | Small | Run of River | 56.5054 | -3.8268 | 56.495 | -3.8324 | FiT | 2014 | 7 | 34.9% | 32.6% | 2020-03-01 | 284 |  |  | Lynemore Hydro Scheme Glen Quaich Amulree | PH8 0DA
Tyllwyd Farm -REL Hydro Ltd | Wales | REL Hydro Ltd | 100 | 0.1 | Small | Run of River | 52.3651 | -3.7232 | 52.3665 | -3.6994 | FiT | 2013 | 8 | 30.3% | 30.6% | 2019-05-01 | 265 |  |  | Tyllwyd Farm Cwm Ystwyth Aberystwyth | SY23 4AG
Inverasdale Hydro | Scotland | GBB Estates ltd | 100 | 0.1 | Small | Run of River | 57.8043 | -5.6762 | 57.8026 | -5.6857 | FiT | 2016 | 5 | 26.1% | 55% | 2020-05-01 | 478 |  |  | Inverasdale Hydro Midtown Poolewe Achnasheen | IV22 2LW
Abriachan Hydro / Allt Killianan | Scotland | River Generation (Abriachan) Ltd | 100 | 0.1 | Small | Run of River | 57.3795 | -4.378 |  |  | FiT | 2015 | 6 | 47.2% | 49.6% | 2021-01-01 | 431 |  | The Highland Council | DHG Hydro Limited Abriachan Hydro c/o Garden Centre Loch Ness-side | IV3 8LA
Strathbran Lodge Hydro (Allt Daraich) | Scotland | Strathbran Estate Partnership Hydro Ltd / Green Highland | 100 | 0.1 | Small | Run of River | 57.6104 | -4.942 | 57.6184 | -4.9447 | FiT | 2014 | 7 | 25.9% | 36.1% | 2020-12-01 | 314 |  | The Highland Council | Strathbran Lodge Achanalt Garve | IV23 2QD
Ardno Hydro | Scotland | Ardno Hydro Partnership | 100 | 0.1 | Small | Run of River |  |  |  |  | FiT | 2015 | 6 |  |  | 2016-03-01 | 103 |  |  | Ardno Farm Cairndow | PA26 8BE
Laggan Hydro / Allt Stronyre | Scotland | BV Renewables Ltd | 100 | 0.1 | Small | Run of River | 56.3041 | -4.3297 | 56.3039 | -4.3369 | FiT | 2011 | 10 | 22.3% | 31% | 2020-03-01 | 252 |  |  | Laggan Strathyre Callander | FK18 8NQ
Culachy | Scotland |  | 100 | 0.1 | Small | Run of River | 57.1236 | -4.6815 | 57.11 | -4.6912
Inchree | Scotland | CRF Hydr / Hydro Plan | 100 | 0.1 | Small | Run of River | 56.7205 | -5.1526 | 56.7207 | -5.1441 |  | 2018 | 3
Blairmore Hydro | Scotland | Blairmore Hydro Ltd | 99 | 0.099 | Micro | Run of River | 56.0079 | -4.9026 | 56.009 | -4.9136 | FiT | 2013 | 8 | 38.7% | 38.6% | 2021-01-01 | 336 |  |  | Blairmore Farm Blairmore Dunoon | PA23 8TN
Cragdale | England | M S Cunningham Ltd | 99 | 0.099 | Micro | Run of River | 54.2551 | -2.1542 |  |  | FiT | 2015 | 6 | 46.1% | 54.6% | 2020-03-01 | 475 |  |  | Cragdale Hydro Raydale Marsett Bainbridge | DL8 3DQ
Achnacreebeag Hydro FITS | Scotland | Achnacreebeag Energy Limited | 99 | 0.099 | Micro | Run of River | 56.4759 | -5.364 | 56.4826 | -5.3603 | FiT | 2011 | 10 | 57% | 58.1% | 2021-01-01 | 505 |  | Strathclyde | Achnacreebeag Farm North Connel Oban | PA37 1RE
Pontfaen Hydro | Wales | Dwr Pontfaen Limited | 99 | 0.099 | Micro | Run of River | 51.9699 | -4.8844 | 51.9672 | -4.8823 | FiT | 2014 | 7 | 22.1% | 32.4% | 2020-12-01 | 282 |  |  | Pontfaen Fishguard | SA65 9SF
Sonning Weir Hydro | England | Pridewater Estates Limited | 99 | 0.099 | Micro | Run of River | 51.4741 | -0.9185 | 51.4738 | -0.9188 | FiT | 2016 | 5 | 55.2% | 48.2% | 2021-01-01 | 419 |  |  | Sonning Weir Mill Island Sonning Eye | RG4 6TW
Broad Oak Hydro Ltd | England | Broad Oak Hydro Ltd | 99 | 0.099 | Micro | Run of River | 54.3397 | -3.3637 | 54.339 | -3.3539 | FiT | 2013 | 8 | 51.3% | 53.6% | 2021-01-01 | 466 |  | Cumbria | Broad Oak Hydro Ltd Dyke Croft CA18 1RN Ravenglass Postcodes are about 700m apart. | CA18 1RW
Torrisdale Hydro / Lephincorrach Burn Torrisdale | Scotland | Torrisdale Estate/ Niall Macalister Hall | 99 | 0.099 | Micro | Run of River | 55.5655 | -5.5076 | 55.5661 | -5.5226 | FiT | 2015 | 6 | 44.7% | 47.4% | 2021-01-01 | 412 |  |  | Lephincorrach Farm Torrisdale Estate Carradale | PA28 6QT
Keppoch Farms / Keppoch Hydro Scheme | Scotland | Keppoch Farms | 99 | 0.099 | Micro | Run of River | 56.8984 | -4.8265 | 56.9068 | -4.85 | FiT | 2013 | 8 | 30% | 21.4% | 2020-10-01 | 186 |  | The Highland Council | Keppoch Roy-Bridge | PH31 4AH
Whalley Community Hydro | England | Whalley Community Hydro Ltd | 99 | 0.099 | Micro | Run of River | 53.8186 | -2.4041 | 53.8187 | -2.4045 | FiT | 2014 | 7 | 48% | 53.1% | 2020-10-01 | 462 |  |  | Hole House Farm Bridge End Billington Clitheroe | BB7 9NY
Portsonachan Hydro Limited / Allt na Dail-fearna Hydro, Portsonachan | Scotland | Portsonachan Hydro Ltd | 99 | 0.099 | Micro | Run of River | 56.3349 | -5.1674 | 56.331 | -5.1599 | FiT | 2014 | 7 | 54.2% | 59.1% | 2020-10-01 | 514 |  |  | Allt na Cuile Riabhaiche By B840 Portsonachan | PA33 1BJ
Millbeck Hydro | England | Out Of The Blue Hydro Ltd | 99 | 0.099 | Micro | Run of River | 54.6244 | -3.1557 | 54.6331 | -3.1464 | FiT | 2015 | 6 | 39.4% | 41.3% | 2020-09-01 | 359 |  |  | Millbeck Hydro Millbeck Hall Cottage Millbeck Keswick | CA12 4PS
Tyllwyd Farm-RPL Hydro Ltd | Wales | RPL Hydro Ltd | 99 | 0.099 | Micro | Run of River | 52.3651 | -3.7232 | 52.3665 | -3.6994 | FiT | 2013 | 8 | 49.1% | 49.9% | 2019-05-01 | 433 |  |  | Tyllwyd Farm (Esgair Wen) Cwm Ystwyth Aberystwyth | SY23 4AG
Evanacahn | Scotland | Evanachan | 99 | 0.099 | Micro |  | 56.0257 | -5.2919 |  |  | FiT | 2013 | 8 | 9.9% | 69.3% | 2019-03-01 | 601 |  |  | Evanachan Otterferry Tighnabruaich | PA21 2DH
Clynemilton Hydro | Scotland | Clynemilton Energy Limited | 99 | 0.099 | Micro | Run of River | 58.0374 | -3.8413 | 58.0447 | -3.8708 | FiT | 2014 | 7 | 60.3% | 49.8% | 2017-08-01 | 432 |  | The Highland Council | Clynemilton Farm Brora | KW9 6LU
Touch Estate | Scotland | Touch Estate | 99 | 0.099 | Micro | Run of River |  |  | 56.0991 | -4.0432 | FiT | 2015 | 6 | 78.9% | 69.3% | 2019-03-01 | 601 |  |  | Touch House Touch Estate Stirling | FK8 3AG
Bolton Hydropower | England | Lord H A N Bolton | 99 | 0.099 | Micro | Run of River | 54.301 | -1.859 | 54.3116 | -1.8793 | FiT | 2015 | 6 | 49.8% | 65.7% | 2020-10-01 | 571 |  |  | Bolton Hall Wensley Leyburn | DL8 4UF
Berwyn B | Wales | Berwyn Hydro Ltd | 99 | 0.099 | Micro | [5 empty] | FiT | 2015 | 6 | 61.7% | 69.8% | 2020-03-01 | 607 |  |  | Berwyn B Hydro Scheme Cernyw Llandrillo Corwen | LL21 0TE
Tongue Gill Hydro | England |  | 99 | 0.099 | Micro | Run of River | 54.4745 | -3.0249 | 54.4791 | -3.021 | FiT | 2014 | 7 | 57.4% | 57.7% | 2020-12-01 | 502
Stronchullin | Scotland | Stronchullin Energy Ltd | 99 | 0.099 | Micro | Run of River | 56.0197 | -4.9041 | 56.024 | -4.9294 | FiT | 2014 | 7 | 68.7% | 65.7% | 2021-01-01 | 571 |  | Argyll and Bute | Stronchullin Farm Blairmore Dunoon | PA23 8TP
Becky Falls | England | CGP (South West) Ltd | 99 | 0.099 | Micro | [5 empty] | FiT | 2015 | 6 | 37.7% | 43.4% | 2019-06-01 | 376 |  |  | Becky Falls Manaton Newton Abbot | TQ13 9UG
LlwynOn Water Treatment Works Compensation hydro | Wales | Dwr Cymru Welsh Water | 99 | 0.099 | Micro | WTW | 51.7905 | -3.4334 | - | - | FiT | 2017 | 4 | 52.8% | 47.5% | 2021-01-01 | 413 |  |  | LlwynOn WTW Cefn Coed Merthyr Tydfil | CF48 2HS
Cyflymen Hydro | Wales | Cyflymen Hydro Ltd | 99 | 0.099 | Micro | Run of River | 52.9613 | -3.1683 | 52.9521 | -3.1827 | FiT | 2012 | 9 | 19.6% | 26.1% | 2020-03-01 | 227 |  |  | Allt y Badi Llangollen | LL20 7BS
Beckside Hydro | England | Morris-Eyton & Son | 99 | 0.099 | Micro | Run of River | 54.2491 | -3.3023 | 54.2582 | -3.3034 | FiT | 2012 | 9 | 40.3% | 41.9% | 2020-12-01 | 364 |  | Cumbria | Beckside Whicham Millom | LA18 5LU
Sobhrachan Hydro / Allt Doire nan Sobhrachan | Scotland | Braevallich Hydro Ltd | 99 | 0.099 | Micro | Run of River | 56.2135 | -5.2991 | 56.2064 | -5.3043 | FiT | 2012 | 9 | 31% | 34.8% | 2020-12-01 | 303 |  | Argyll | Braevallich Farm By Dalmally | PA33 1BU
North Third Hydro Scheme | Scotland | Scottish Water | 99 | 0.099 | Micro | [5 empty] | FiT | 2015 | 6 | 53.7% | 30.4% | 2021-01-01 | 264 |  |  | Murrayshall Farm Off Gateside Road Stirling | FK7 9QA
Mapledurham Mill | England | Mapledurham Power Partnership | 99 | 0.099 | Micro | Run of River | 51.4864 | -1.039 | 51.4857 | -1.0375 | FiT | 2011 | 10 | 41.5% | 29.4% | 2020-09-01 | 256 |  | Oxfordshire | Mapledurham Mill Mapledurham Reading | RG4 7TR
Drynain Burn - Ardentinny / Glenfinnart Hydro Ltd | Scotland | Glenfinnart Hydro Ltd | 99 | 0.099 | Micro | Run of River | 56.0633 | -4.9336 | 56.0602 | -4.9507 | FiT | 2017 | 4 | 59.5% | 52.4% | 2021-01-01 | 456 |  |  | Drynain Cottage Ardentinny By Dunoon | PA23 8TT
Bron Llety Hydro | Wales | Mr Anthony Jackson | 99 | 0.099 | Micro | [5 empty] | FiT | 2017 | 4 |  |  | 2018-03-01 | 413 |  |  | Bron Meirion Arthog | LL39 1AX
Shielbridge Gorton | Scotland | Sheilbridge Energy Ltd | 99 | 0.099 | Micro | [5 empty] | FiT | 2014 | 7 | 77.9% | 79.3% | 2021-01-01 | 690 |  |  | Shielbridge Estate Gorton Shielbridge Acharacle | PH36 4LE
Balbeg Farm Hydro | Scotland | Peter McDiarmid & Co. | 99 | 0.099 | Micro | Run of River | 56.5539 | -4.1214 | 56.555157 56.556325 | -4.1278600 -4.1249498 | FiT | 2013 | 8 | 38.8% | 42.4% | 2021-01-01 | 369 |  | Tayside | Balbeg Farm Hydro Balbeg Farm Lawers Aberfeldy | PH15 2NZ
Huckworthy Mill | England | CGP (South West) Ltd | 99 | 0.099 | Micro | Run of River | 50.5164 | -4.0715 | 50.5235 | -4.063 | FiT | 2014 | 7 | 31.6% | 46.5% | 2020-03-01 | 404 |  |  | Huckworthy Mill Sampford Spiney Yelverton | PL20 6LP
De Lank | England | Northern Hydropower Limited | 99 | 0.099 | Micro | Run of River | 50.5433 | -4.6832 | 50.5454 | -4.679 | FiT | 2011 | 10 | 26.2% | 38.6% | 2020-03-01 | 312 |  | Cornwall | Turbine House De Lank Quarry St Breward Bodmin | PL30 4NQ
Loch Coulter Hydro Scheme | Scotland | Scottish Water | 98 | 0.098 | Micro | Water Reservoir | 56.0557 | -3.9916 | 56.0554 | -3.9921 | FiT | 2015 | 6 | 75.2% | 72% | 2021-01-01 | 620 |  |  | Langhill Farm Denny | FK6 5JD
Crofthead Hydro Electricity Limited | Scotland | Crofthead Hydro Electricity Limited | 98 | 0.098 | Micro | Run of River | 55.3333 | -3.3839 | 55.334 | -3.3678 | FiT | 2015 | 6 | 67.1% | 67.5% | 2021-01-01 | 581 |  |  | Crofthead farm Moffat | DG10 9LF
Achlain Micro Hydro / Allt a' Chaitchinn | Scotland | Highland Eco-Design Ltd | 98 | 0.098 | Micro | Run of River | 57.1687 | -4.8508 | 57.1652 | -4.8507 | FiT | 2019 | 2 |  |  | 2020-09-01 | 199 |  |  | Achlain Micro Hydro Glenmoriston Inverness | IV63 7YN |  |  | £ 1.8 m (for 3 sites Allt Dearg and Allt Laghain (Laggan), Allt a Chaitchinn (Achlain))
Arklet Hydro | Scotland |  | 97 | 0.097 | Micro | Conventional (Storage) | 56.244 | -4.6852 | 56.2484 | -4.6547 | FiT | 2019 | 2 | 85.1% | 91.3% | 2021-01-01 | 778 |  |  | Culligart Stronachlachar Stirling | FK8 3TY
Glen Henzie Hydro Scheme / West Glenalmond Energy limited | Scotland | West Glenalmond Energy limited | 97 | 0.097 | Micro | Run of River | 56.4652 | -3.8638 | 56.4773 | -3.8692 | FiT | 2013 | 8 | 38.5% | 72.7% | 2020-03-01 | 619 |  |  | Conichan Amulree Dunkeld | PH8 0EH
College Farm Hydro | NI |  | 97 | 0.097 | Micro | Run of River | 54.9661 | -6.0019 |  |  | RO | 2017 | 4 | 46.9% | 53.2% | 2020-12-01 | 453 | 994 |  | 310m NE of 144a Ballymena RD Carnlough BT4 4OLA | BT44 0LA
Allt a Mhuilinn Burn | Scotland |  | 96 | 0.096 | Micro | Run of River | 56.6924 | -5.6116 | 56.6967 | -5.6082 | [8 empty] | The Highland Council
Loch Spallander Hydro Scheme | Scotland | Scottish Water | 96 | 0.096 | Micro | Conventional (Storage) | 55.3488 | -4.5764 | 55.3423 | -4.5478 | FiT | 2015 | 6 | 76.3% | 77.4% | 2021-01-01 | 653 |  | South Ayreshire | Glenside Kirkmichael | KA19 7JZ
Glenshervie Hydro | Scotland | Auchnafree Estate Co | 96 | 0.096 | Micro | Run of River | 56.4829 | -3.9157 | 56.4889 | -3.9193 | FiT | 2014 | 7 | 47% | 55.1% | 2020-03-01 | 462 |  |  | Auchnafree Amulree Dunkeld / Conyachan Farm | PH8 0EH
West Ardhu Micro Hydro | Scotland |  | 96 | 0.096 | Micro | [5 empty] | FiT | 2018 | 3 | 40.6% | 40.6% | 2020-03-01 | 342 |  |  | West Ardhu Micro Hydro Dervaig | PA75 6QR
Braeantra Hydro Scheme / Braeantra Strathrusdale | Scotland | Baldoon Farms | 96 | 0.096 | Micro | Run of River | 57.769 | -4.4096 | 57.7778 | -4.3937 | FiT | 2016 | 5 | 17.5% | 39.3% | 2020-03-01 | 331 |  | The Highland Council | Braeantra Hydro Scheme Strath Rusdale Alness | IV17 0YQ
Sowton Weir | England | Sowton Weir Ltd | 95 | 0.095 | Micro | Run of River | 50.6843 | -3.6674 | 50.6858 | -3.6694 | FiT | 2013 | 8 | 22% | 27.7% | 2015-05-01 | 243 |  |  | Sowton Mill Dunsford Exeter | EX6 7JN
Seaview Hydro / KingairlochTigh Ghardail | Scotland | Kingairloch Estate | 95 | 0.095 | Micro | Run of River | 56.6284 | -5.54 | 56.6352 | -5.5306 | FiT | 2019 | 2 |  |  | 2020-03-01 | 325 |  | The Highland Council | Kingairloch Estate Kingairloch Ardgour | PH33 7AE
Harlaw Hydro | Scotland | Harlaw Hydro | 95 | 0.095 | Micro | Conventional (Storage) | 55.8732 | -3.312 | 55.8728 | -3.3111 | FiT | 2015 | 6 | 32.5% | 49.5% | 2020-05-01 | 413 |  |  | Harlaw Hydro Harlaw Reservoir Balerno Edinburgh | EH14 7AS
Llyn Maen Bras Hydro Station | Wales | Rhiwlas Hydroelectric Ltd | 95 | 0.095 | Micro | Conventional (Storage) | 52.9191 | -3.582 | 52.9431 | -3.5943 | FiT | 2012 | 9 | 28.7% | 39% | 2020-05-01 | 325 |  |  | Land adjacent to Pen Ucha'r Llan Ysgoldy Llanfor Bala | LL23 7DU |  |  | 700000
Uppat Trust | Scotland | Uppat Trust | 95 | 0.095 | Micro | Run of River | 58.0388 | -3.9596 | 58.0385 | -3.9809 | FiT | 2016 | 5 | 28.4% | 37.4% | 2020-03-01 | 312 |  | The Highland Council | Uppat Trust Hydro Scheme Carrol Farm Doll Brora | KW9 6LX
Allt an Lagain Hydro / Laid Hydro | Scotland |  | 95 | 0.095 | Micro | Run of River | 58.4928 | -4.7296 | 58.4978 | -4.7394 | FiT | 2020 | 1 |  |  | 2020-09-01 | 97 |  |  | Allt an Lagain Hydro Loch Eriboll, By Altnaharra Lairg Laid | IV27 4UN
Skeabost Hatchery | Scotland |  | 94 | 0.094 | Micro | Run of River | 57.4544 | -6.3115 | 57.4534 | -6.3079 | [8 empty] | The Highland Council
Daer WTW Comp | Scotland | Scottish Water | 92 | 0.092 | Micro | WTW | 55.3665 | -3.6146 | - | - | FiT | 2014 | 7 | 91.8% | 96.3% | 2021-01-01 | 778 |  |  | Daer Treatment Works Elvansfoot | ML12 6TJ
Colin Cawdor Drynachan Hydro / West Of Drynachan Lodge | Scotland | Cawdor Marriage Settlement Trust | 92 | 0.092 | Micro | Run of River | 57.4381 | -3.9089 |  |  | FiT | 2014 | 7 | 30.6% | 35% | 2021-01-01 | 283 |  | The Highland Council | Drynachan Lodge Hydro Generating Station Drynachan Cawdor Nairn | IV12 5RQ
Saline | Scotland | Scottish Water | 90 | 0.09 | Micro | Water Reservoir | 56.1135 | -3.5645 | - | - | RO | 2017 | 4 | 1.8% | 1.8% | 2020-09-01 | 14 | 14 |  | Main Street Off B914 Saline c | KY12 9NF
Glen Orchy Hydro / Allt Daimh | Scotland | Glen Orchy Hydro Ltd | 90 | 0.09 | Micro | Run of River | 56.4736 | -4.8221 | 56.4695 | -4.8142 | FiT | 2016 | 5 | 47.3% | 54% | 2021-01-01 | 427 |  |  | Glen Orchy Farm Glen Orchy Dalmally | PA33 1BD
Clebrig | Scotland |  | 90 | 0.09 | Micro | Run of River | 58.2697 | -4.4031 | 58.2658 | -4.4004 | [8 empty] | The Highland Council
Derwent Reservoir - D | England | Northumbrian Water Ltd | 90 | 0.09 | Micro | Conventional (Storage) | 53.4047 | -1.7438 | 53.4053 | -1.7444 | RO | 1957 | 64 | 34.9% | 53.8% | 2020-12-01 | 425 | 210 | Durham | Derwent Reservoir Derwent Reservoir Edmundbyers Co. Durham | DH8 9TU
Tyn Y Waun Hydro | Wales | Dwr Cymru Welsh Water | 90 | 0.09 | Micro | WTW | 51.6834 | -3.5464 | - | - | FiT | 2015 | 6 | 20.1% | 48.4% | 2020-11-01 | 383 |  |  | Tyn Y Waun Water Treatment Works Brynwyndham Terrace Tynewydd Treherbert | CF42 5ND
Pale Hall | Wales | Pale Hall | 90 | 0.09 | Micro | Run of River | 52.9114 | -3.5165 | 52.9006 | -3.5161 | FiT | 2017 | 4 | 46% | 48.1% | 2021-01-01 | 380 |  |  | Pale Hall Pale Estate Llandderfel Bala | LL23 7PS |  | 2 | 350000
Torloisk Hydro | Scotland | Torloisk Hydro Limited | 90 | 0.09 | Micro | Run of River | 56.529 | -6.2224 | 56.5294 | -6.2161 | FiT | 2015 | 6 | 34.3% | 47.6% | 2020-05-01 | 376 |  |  | Torloisk Estate Torloisk | PA74 6NH
Coedwig Hydro | Wales | Coedwig Hydro Limited | 90 | 0.09 | Micro | Run of River | 52.6409 | -3.845 | 52.644 | -3.8575 | FiT | 2016 | 5 | 39.6% | 45.4% | 2020-03-01 | 359 |  |  | Goedwig Hydro nr Maespoeth Cottage Corris Machynlleth | SY20 9RD
Pularyan Burn Hydro Ltd | Scotland | Pularyan Burn Hydro Ltd | 90 | 0.09 | Micro | Run of River | 54.9739 | -4.8988 | 54.9703 | -4.9105 | FiT | 2014 | 7 | 35.8% | 41.9% | 2021-01-01 | 331 |  |  | Pularyan New Luce Newton Stewart | DG8 0AY
Lephinchapel Farm Hydro Scheme | Scotland | Messrs F D A and D McVicar | 90 | 0.09 | Micro | Run of River | 56.0641 | -5.2634 | 56.0464 | -5.246 | FiT | 2016 | 5 | 40.6% | 38.8% | 2021-01-01 | 307 |  |  | Lephinchapel Strathlachlan Cairndow | PA27 8BU
Grimmet Micro-Hydro | Scotland | Glenrath Farms Ltd | 90 | 0.09 | Micro | Run of River | 55.3286 | -4.4468 | 55.3277 | -4.4597 | FiT | 2016 | 5 | 29% | 32.4% | 2020-12-01 | 256 |  |  | Grimmet Farm Grimmet Dalmellington East Ayrshire | KA6 7QA
G&C Energy LTD | Wales | G&C Energy LTD | 90 | 0.09 | Micro | Run of River | 52.7532 | -3.9751 | 52.759 | -3.9762 | FiT | 2013 | 8 |  |  | 2014-09-01 | 255 |  |  | Caehir Bont Ddu | LL40 2UP
Abernethy Ardgour / Ardgaur Hydro Scheme | Scotland | Abernethy Trust / Gilkes Energy | 90 | 0.09 | Micro | Run of River | 56.6464 | -5.4298 | 56.6532 | -5.4276 | FiT | 2010 | 11 | 34.2% | 31% | 2021-01-01 | 245 |  | The Highland Council | Abernethy Ardgour Fort William | PH33 7AD
Nant Friddisel | Wales | North Wales Hydro Power Limited | 90 | 0.09 | Micro | Run of River | 52.9793 | -3.3166 | 52.9696 | -3.3128 | FiT | 2015 | 6 | 25.3% | 27.1% | 2019-03-01 | 214 |  |  | Nant Ffriddisel Llidiart-Y-Parc Corwen | LL21 9EL
Cochwillan Hydro | Wales | Penrhyn Energy Limited | 90 | 0.09 | Micro | Run of River | 53.2105 | -4.0962 | 53.2083 | -4.096 | FiT | 2016 | 5 | 26% | 24.7% | 2019-12-01 | 195 |  |  | Cochwillan Hydro Llandygai Bangor | LL57 4AA
Applecross Hydro / Alt Na Breugaireachd | Scotland | Applecross Community Trading limited | 90 | 0.09 | Micro | Run of River | 57.4311 | -5.811 | 57.4256 | -5.7977 | FiT | 2015 | 6 |  |  | 2017-10-01 | 181 |  | The Highland Council | Applecross Hydro Applecross | IV54 8ND
Trewern Hydro | Wales | T I Morris | 90 | 0.09 | Micro | Run of River | 52.8266 | -3.2817 | 52.8303 | -3.2861 | FiT | 2017 | 4 | 35.9% | 21.1% | 2020-03-01 | 167 |  |  | Trewern Farm Llanrhaeardr Ym Mochnant Oswestry Denbighshire | SY10 0DP
Teiliau Bach Teigl Hydro | Wales | Teiliau Bach Hydro Ltd | 90 | 0.09 | Micro | Run of River | 52.9682 | -3.922 | 52.97 | -3.9169 | FiT | 2015 | 6 | 21.4% | 18% | 2020-12-01 | 142 |  |  | Afon Teigl Teiliau Bach Farm Blaenau Ffestiniog | LL41 4LF
All Children's I.P.S.HYDRO | NI | South Eastern Education and Library Board | 90 | 0.09 | Micro | [5 empty] | RO | 2016 | 5 | 17% | 14.2% | 2020-12-01 | 112 | 324 | County Down | All Children's Integrated Primary School King Street Newcastle | BT33 0HD
Allt Daimh | Scotland | Private Developer | 90 | 0.09 | Micro | Run of River | 56.4736 | -4.8221 | 56.4695 | -4.8142
Garndolbenmaen Water Treatment Works Hydro | Wales | Dwr Cymru Welsh Water | 89 | 0.089 | Micro | Run of River | 52.9626 | -4.2367 | 52.9625 | -4.2367 | FiT | 2016 | 5 | 60.1% | 59.6% | 2021-01-01 | 466 |  |  | Dolbenmaen New Water Treatment Works Garndolbenmaen | LL51 9HZ
Blair Castle 1 / Banvie Burn Hydro | Scotland | Blair Castle Estate Ltd | 89 | 0.089 | Micro | Run of River | 56.7722 | -3.8554 | 56.7888 | -3.8448 | FiT | 2014 | 7 | 30.5% | 39.5% | 2021-01-01 | 309 |  |  | Powerhouse Blair Castle Blair Atholl | PH18 5TH
Crai Water Treatment Works Hydro | Wales | Dwr Cymru Welsh Water | 89 | 0.089 | Micro | WTW | 51.8422 | -3.6688 | - | - | FiT | 2013 | 8 | 33.9% | 17.2% | 2016-02-01 | 134 |  |  | Crai Water Treatment Works Penycae Swansea | SA9 1GJ
Craiglearan Hydro | Scotland | Craiglour Limited | 88 | 0.088 | Micro | Run of River | 55.2039 | -4.0146 | 55.2157 | -4.0396 | FiT | 2013 | 8 | 26.7% | 21.7% | 2020-12-01 | 168 |  |  | Craiglearan Moniaive Thornhill | DG3 4JD
Worsthorne Hydro at Worsthorne WTW - A,C,D | England | United Utilities | 87 | 0.087 | Micro | WTW | 53.792 | -2.1944 | - | - | RO | 1991 | 30 |  |  | 2003-07-01 | 15 | 15 | Lancashire | Worsthorne Hydro at Worsthorne WTW-A,C,D United Utilities Worsthorne Water Treatment Works | BB10 3LP
AfonTwrch Hydro | Wales |  | 85 | 0.085 | Micro | Run of River | 52.8528 | -3.6643 | 52.8474 | -3.665 | FiT | 2019 | 2 |  |  | 2020-03-01 | 474 |  |  | Twrch Hydro Powerhouse off the B4403 at Pont y Pandy Llanuwchllyn | LL23 7TL
Ty Coch 2 | Wales | Bryn Hughes | 85 | 0.085 | Micro | Run of River | 53.0492 | -4.2294 | 53.0434 | -4.2263 | FiT | 2015 | 6 | 54.2% | 56.7% | 2020-03-01 | 423 |  |  | Ffridd Farm Nantlle Caernarfon | LL54 6BB
Udston Service Reservoir | Scotland | Scottish Water | 85 | 0.085 | Micro | Water Reservoir | 55.7658 | -4.0976 | - | - | FiT | 2014 | 7 | 45.8% | 45.7% | 2021-01-01 | 341 |  |  | Udston Service Reservoir Newhousemill Road Udston | ML3 8RH
Laurie Hydro | Scotland | Invermark Hydro Limited | 85 | 0.085 | Micro | Run of River | 56.9111 | -2.9352 | 56.9144 | -2.9507 | FiT | 2016 | 5 | 22.1% | 40.7% | 2020-03-01 | 304 |  |  | Laurie Hydro Kirkton Tarfside | DD9 7YZ
Luichart Dam - A | Scotland | Scottish Southern Energy (SSE) | 85 | 0.085 | Micro | Conventional (Storage) | 57.5746 | -4.6869 | 57.5829 | -4.6985 | RO | 1954 | 67 | 49.7% | 36.4% | 2020-11-01 | 272 | 272 | Highland | Luichart Dam - A By Loch Luichart Contin Ross-shire
Pandy Hydro | Wales | Rhaeadr Hydro Limited | 85 | 0.085 | Micro | Run of River | 52.608 | -4.0254 | 52.6043 | -4.0199 | FiT | 2015 | 6 | 37.3% | 31.6% | 2019-03-01 | 235 |  |  | Afon Cwm Pandy Pandy Farm Bryncrug Tywyn | LL36 9PY
The Old Mill | England | The Old Mill | 85 | 0.085 | Micro |  | 51.4239 | -2.1131 |  |  | RO | 1963 | 58 | 20.4% | 27.9% | 2020-12-01 | 184 | 169 | Wiltshire | The Old Mill Reybridge Lacock Chippenham | SN15 2PF
Lullington Power | England | Lullington Power Limited | 85 | 0.085 | Micro | Run of River | 51.2633 | -2.3053 | 51.2631 | -2.3058 | FiT | 2011 | 10 | 33.1% | 22.6% | 2020-12-01 | 169 |  |  | The Mill Lullington Frome | BA11 2PW
Kylestrome Hydro Power Station | Scotland | RWE | 85 | 0.085 | Micro | Pumped Storage | 58.2627 | -5.0355 |  |  | FiT | 2013 | 8 | 20.9% | 20.2% | 2020-12-01 | 151 |  |  | Kylestrome Hydro Power Station Reay Forest Estate Kylestrome | IV27 4TL
Tralaig Power Station | Scotland | Scottish Southern Energy (SSE) | 84 | 0.084 | Micro | Conventional (Storage) | 56.2966 | -5.4428 | 56.2966 | -5.4427 | RO | 1956 | 65 | 41% | 39% | 2020-11-01 | 288 | 288 | Highland | Tralaig Power Station Braes Kilmelford By Oban
Glencrosh Hydro | Scotland | Glencrosh Farming Company Limited | 84 | 0.084 | Micro | Run of River | 55.1811 | -3.9447 | 55.1838 | -3.9628 | FiT | 2013 | 8 | 34.3% | 34.8% | 2015-07-01 | 256 |  |  | Glencrosh Farm Moniaive Thornhill | DG3 4EN
Eccup Hydro Generating Station | England | Yorkshire Water Services Ltd | 84 | 0.084 | Micro | WTW | 53.876 | -1.5335 | - | - | FiT | 2012 | 9 |  |  | 2014-01-01 | 52 |  |  | Eccup Water Treatment Works Harrogate Road Leeds | LS17 7RJ
Shian | Scotland | Garrows Farm Limited | 83 | 0.083 | Micro | Run of River | 56.5361 | -3.8815 | 56.5431 | -3.8802 | FiT | 2014 | 7 | 20.7% | 21.9% | 2020-12-01 | 160 |  |  | Wester Shian Amulree Dunkeld | PH8 0DB
Kilmelford Compset A,C | Scotland | Scottish Southern Energy (SSE) | 82 | 0.082 | Micro | Compensation Flow | 56.2731 | -5.4895 |  |  | RO | 2004 | 17 | 84.2% | 51.5% | 2020-11-01 | 371 | 371 | Highland | Kilmelford Compset A,C Kilmelford Compset Kilmelford Power Station By O | PA34 4XD
Abhainn Achachoish | Scotland | H2O Hydro ltd. | 80 | 0.08 | Micro | Run of River | 55.8367 | -5.4428 | 55.8376 | -5.4305 | [8 empty] | Argyll and Bute
Fofanny Energy Recovery Plant - D | NI |  | 80 | 0.08 | Micro | WTW | 54.1971 | -6.0316 | - | - | RO | 2006 | 15 | 38.1% | 39.6% | 2020-11-01 | 278 | 278 |  | Fofanny Energy Recovery Plant (6/06/2007) - D Not specified
Maes Elwy Hydro | Wales | Maes Elwy Hydro Limited | 80 | 0.08 | Micro | Run of River | 53.2404 | -3.4418 | 53.2403 | -3.4419 | FiT | 2016 | 5 | 46.7% | 37.1% | 2019-03-01 | 260 |  |  | Land at Elwy Meadows Lower Denbigh Road St Asaph | LL17 0EN
Tighchuig HGS | Scotland | Eagle Brae | 80 | 0.08 | Micro | Run of River | 57.4037 | -4.6821 | 57.4022 | -4.6912 | FiT | 2012 | 9 | 25.4% | 31.3% | 2020-06-01 | 220 |  | The Highland Council | Tighchuig # Strathglass Beauly | IV4 7LE
Cefn Dryscoed Hydro | Wales | Dwr Cymru Welsh Water | 79 | 0.079 | Micro | Water Reservoir | 51.8458 | -3.5322 |  |  | FiT | 2014 | 7 | 50.2% | 63.8% | 2020-04-01 | 443 |  |  | Ystradfellte New Water Treatment Gwerneblaedde Pontneddfechan | SA11 5UP
Beasley Weir | England | Bernard Dru | 78 | 0.078 | Micro | Run of River | 51.0314 | -3.5415 | 51.0316 | -3.5417 | FiT | 2015 | 6 | 36.5% | 48.9% | 2020-03-01 | 335 |  |  | Beasley Weir Dulverton | TA22 9BF
Alt Meadle | Scotland |  | 78 | 0.078 | Micro | Run of River | 57.3277 | -6.3381 | 57.3285 | -6.3346 | FiT | 2017 | 4 | 47.4% | 47.4% | 2018-08-01 | 187
Meig Dam | Scotland | Scottish Southern Energy (SSE) | 76 | 0.076 | Micro | Conventional (Storage) | 57.5651 | -4.7176 | 57.5648 | -4.7175 | RO | 1954 | 67 | 44.1% | 42.1% | 2020-11-01 | 281 | 281 |  | Meig Dam Scatwell Muir of Ord Ross-shire
Evesham Hydropower Station | England | Beneco Energy Ltd | 75 | 0.075 | Micro | Run of River | 52.0933 | -1.9417 | 52.0939 | -1.9403 | FiT | 2012 | 9 | 55.2% | 56.6% | 2020-11-01 | 373 |  |  | Turbine House Off Mill Bank Evesham | WR11 4PT |  |  | £1.3 million
Touch Hydro Turbine No1 | Scotland | Scottish Water | 75 | 0.075 | Micro | WTW | 56.1017 | -4.0178 | - | - | FiT | 2011 | 10 | 52.8% | 54.5% | 2021-01-01 | 359 |  |  | Touch WTW Cambusbarron Stirling | FK8 3AH
Forest Estate Hydro | Scotland | Forest Estate Hydro Ltd | 75 | 0.075 | Micro |  | 55.8493 | -5.958 |  |  | FiT | 2013 | 8 | 46.7% | 52.7% | 2020-11-01 | 347 |  |  | forest estate hydro ltd forest lodge craighouse isle of jura | PA60 7XG
Dinas Dam - COMP GEN5 A | Wales | Statkraft Energy Ltd. | 75 | 0.075 | Micro | Compensation Flow | 52.4227 | -3.8464 | 52.4227 | -3.8462 | RO | 1963 | 58 | 58.9% | 47.8% | 2021-01-01 | 315 | 272 | Dyfed | Dinas Dam Ponterwyd Aberystwyth | SY23 3AG
Hodder Hydro at Hodder WTW - D,E | England |  | 75 | 0.075 | Micro | WTW | 53.9842 | -2.4333 | - | - | RO | 1961 | 60 | 49.3% | 41.1% | 2020-11-01 | 271 | 271 |  | Hodder Hydro at Hodder WT - D,E Hodder Water Treatment Works Bentham Road Slaidb | BB7 3AQ
Cwm Cloch B Hydro | Wales | Cwm Cloch Hydro Limited | 75 | 0.075 | Micro | Run of River | 53.0088 | -4.1171 | 53.0002 | -4.1224 | FiT | 2017 | 4 |  |  | 2018-02-01 | 253 |  |  | Nant Cwm Cloch Cwm Cloch Farm Beddgelert | LL55 4UY
Benburb Hydro-Electric | NI |  | 75 | 0.075 | Micro | Run of River | 54.4089 | -6.7531 |  |  | RO | 1995 | 26 | 45.8% | 38% | 2012-03-01 | 250 | 250 |  | Benburb Hydro-Electric Riverside Site on River Blackwater 350m SW of Ben
Hydro Hafnant | Wales | Hydro Hafnant Cyf. | 75 | 0.075 | Micro | Run of River | 52.9991 | -3.7637 | 53.0006 | -3.7705 | FiT | 2013 | 8 | 30.3% | 34.5% | 2020-03-01 | 227 |  |  | Blaen Y Coed Ysbyty Ifan Betws-Y-Coed | LL24 0NY
Strathdon Hydro - A / Semeil Farm Hydropower | Scotland | Strathdon Hydro | 75 | 0.075 | Micro | Run of River | 57.1954 | -3.0393 |  |  | RO | 2007 | 14 | 45.5% | 33.1% | 2021-01-01 | 218 | 160 | Aberdeenshire | Strathdon Hydro - A (05/12/2007) Semeil Farm Strathon Aberdeenshire | AB36 8XJ
J2 Hydropower | England | J2 Hydro Ltd | 75 | 0.075 | Micro | Run of River | 53.5922 | -2.2654 | 53.5923 | -2.2651 | FiT | 2014 | 7 | 32.6% | 32.6% | 2016-02-01 | 215 |  |  | J2 Business Park Bridge Hall Lane Heap Bridge Bury | BL9 7NY
Cefn Hydro Scheme | Wales | The Cefn Trading Partnership | 75 | 0.075 | Micro | Run of River | 53.2316 | -3.4895 | 53.2319 | -3.4897 | FiT | 2015 | 6 | 32.4% | 27.5% | 2019-09-01 | 181 |  |  | Cefn Hydro Scheme Arfon Elwy Cefn Meiriadog St Asaph | LL17 0HP
Clogwyn Y Gwin Hydro | Wales | John Hardy | 75 | 0.075 | Micro | [5 empty] | FiT | 2015 | 6 | 28.6% | 15% | 2020-12-01 | 99 |  |  | Clogwyn Y Gwin Rhyd Ddu Caernarfon | LL54 7YS
KCF Hydro | Scotland | Kilfinan Community Forest Company | 75 | 0.075 | Micro | Run of River | 55.9058 | -5.2401 | 55.9141 | -5.2554 | FiT | 2015 | 6 |  |  | 2015-12-01 | 86 |  | - | Kilfinan Community Forest Tighnabruaich | PA21 2BD |  |  | 274000
Benburb Centre Small Hydro | NI | OFGEM Power NI Holding Account | 75 | 0.075 | Micro | Run of River | 54.4108 | -6.7493 |  |  | RO | 1998 | 23 | 12.8% | 10.3% | 2007-03-01 | 68 | 68 |  | Benburb Hydro-Electric Riverside Site on River Blackwater 350m SW of Ben
Otterspool Hydro | England | Stockport Hydro Ltd | 74 | 0.074 | Micro | Run of River | 53.4017 | -2.0973 | 53.4017 | -2.0969 | FiT | 2012 | 9 | 29% | 23.4% | 2020-12-01 | 152 |  |  | Otterspool Hydro Mill Lane Romiley Stockport | SK6 3BR |  |  | £250k
Schoolhouse Burn, Loch Long | Scotland | Co-Hydrover Consortium Ltd. | 73 | 0.073 | Micro | Run of River | 56.046 | -4.9124 | 56.0416 | -4.9231 | unknown
Moelfre Hydro | Wales | Moelfre Hydro Limited | 70 | 0.07 | Micro | Conventional (Storage) | 52.824 | -4.0772 | 52.8212 | -4.075 | FiT | 2015 | 6 | 35.3% | 54.8% | 2020-12-01 | 385 |  |  | Moelfre Hydro Beser Cottage Gwynfryn Llanbedr | LL45 2YA
Mynydd Llandygai WTW Hydro | Wales | Dwr Cymru Welsh Water | 70 | 0.07 | Micro | WTW | 53.1678 | -4.1028 | - | - | FiT | 2016 | 5 | 65.7% | 66.5% | 2021-01-01 | 409 |  |  | Mynydd Llandygai WTW Mynydd Llandygai Bangor | LL57 4EJ
Padarn Hydro | Wales | DHG Hydro Limited | 70 | 0.07 | Micro | [5 empty] | FiT | 2009 | 12 | 46.7% | 42.5% | 2020-12-01 | 261 |  | Gwynedd | Padarn Hydro Llanberis | LL55 4TD
Rademon | NI | Air Core Ltd | 70 | 0.07 | Micro | [5 empty] | RO | 2011 | 10 | 37.7% | 39.1% | 2021-01-01 | 241 | 491 | County Down | 78 Church Road Crossgar | BT30 9HR
Preseli Hydro - A,C,D | Wales | Dwr Cymru Welsh Water | 70 | 0.07 | Micro | WTW | 51.9181 | -4.8178 | - | - | RO | 1996 | 25 | 11.7% | 1.5% | 2019-03-01 | 9 | 9 |  | Preseli Hydro - A,C,D Preseli Water Treatment Works Rosebush Maencloch | SA66 7RH
Torrs Hydro New Mills | England | Torrs Hydro New Mills Ltd | 70 | 0.07 | Micro | Run of River | 53.364 | -2 | 53.3639 | -2 | RO | 2008 | 13 | 18.1% | 23.1% | 2021-01-01 | 142 | 102 | Derbyshire | Torrs Hydro New Mills 90 Market Street Newmills High Peak | SK22 4AA
Park Mills Hydro -A | NI |  | 70 | 0.07 | Micro | [5 empty] | RO | 1997 | 24 | 17.8% | 15.9% | 2020-09-01 | 98 | 98 |  | Park Mills Hydro -A Park Mills Armoy Ballymoney | BT53 8TB
Burton Mill Hydro | England | Dopower Ltd | 70 | 0.07 | Micro | Run of River | 52.8136 | -1.6115 | 52.8129 | -1.6128 | RO | 1998 | 23 | 18.4% | 15.9% | 2020-09-01 | 98 | 98 | Staffordshire | Burton Flour Mills Newton Road Winshill Burton on Trent | DE15 0TP
Burton Mill | England |  | 70 | 0.07 | Micro | Run of River | 52.8136 | -1.6115 | 52.8129 | -1.6128 | RO | 1998 | 23 | 22.2% | 15.8% | 2013-03-01 | 97 | 97 | Staffordshire | Burton Mill Newton Road Winshill East Staffordshire
Nantcol Works | Wales | David Cooke (Nantcol) Ltd | 70 | 0.07 | Micro | Conventional (Storage) | 52.824 | -4.0772 | 52.8212 | -4.075 | RO | 1997 | 24 | 55.2% | 19.7% | 2020-12-01 | 104 | 79 | Gwynedd | Nantcol Works Nantcol Works Llanbedr Gwynedd | LL45 2ND
Ballintemple Hydro | NI |  | 66 | 0.066 | Micro | [5 empty] | RO | 2017 | 4 | 37% | 44.1% | 2020-11-01 | 257 | 771 |  | 630m SE of Ballintemple House Churchtown Rd Garvagh | BT51 5BD
Camps Reservoir | Scotland | Scottish Water | 65 | 0.065 | Micro | Water Reservoir | 55.4864 | -3.5847 | 55.4865 | -3.5823 | FiT | 2014 | 7 | 72.3% | 62.2% | 2021-01-01 | 355 |  |  | Camps Reservoir Crawford Biggar | ML12 6UD
Blackwater Hydro | NI | Blackwater Hydro | 65 | 0.065 | Micro | [5 empty] | RO | 2013 | 8 | 56.3% | 55% | 2020-12-01 | 314 | 709 | County Tyrone | Riverside Site on River Blackwater 350m SW of Benburb Co.Antrim | BT71 7JY
Upper Weir, Bromfield | England | Cymric Limited | 64 | 0.064 | Micro | Run of River | 52.3858 | -2.7621 | 52.3859 | -2.7633 | FiT | 2015 | 6 | 33.7% | 31.8% | 2020-11-01 | 179 |  | Ludlow | Upper Weir Oakly Park Corn Mill Bromfield Ludlow | SY8 2JP
Hapsford Hydro | England | Hapsford Hydro Power Generation Company | 63 | 0.063 | Micro | Run of River | 51.245 | -2.3448 | 51.2442 | -2.3455 | FiT | 2010 | 11 | 39.4% | 41.4% | 2020-12-01 | 229 |  |  | Hapsford Mill Great Elm Frome | BA11 3NN
Marybrook Hydro | NI | Marybrook Farm | 62 | 0.062 | Micro | Run of River | 54.3974 | -5.8321 | 54.3957 | -5.8317 | RO | 2013 | 8 |  |  | 2014-04-01 | 175 |  |  | Marybrook House 9 Raleagh Road Crossgar | BT30 9JG
Portworthy Phase1 | England | Tory Brook Hydro Limited | 61 | 0.061 | Micro | [5 empty] | FiT | 2015 | 6 | 46.3% | 49.3% | 2020-12-01 | 264 |  |  | Portworthy Phase 1 Lee Moor China Clay Works Lee Moor Plymouth | PL7 5JT
Brenig NFFO Site MANW. 570.98 | Wales | Dwr Cymru Welsh Water | 60 | 0.06 | Micro | Water Reservoir | 53.073 | -3.5315 | 53.0755 | -3.5349 | RO | 2008 | 13 | 63.8% | 59.4% | 2021-01-01 | 313 | 230 | Clwyd | Llyn brenig Cerrigydrudion Clywd | LL21 9YG
Craigpot Weir | Scotland | Hydroshoal Ltd | 60 | 0.06 | Micro | Run of River | 57.2579 | -2.6198 | 57.2568 | -2.6211 | FiT | 2013 | 8 | 54.5% | 47% | 2017-11-01 | 247 |  |  | Craigpot weir Craigpot Keig Alford | AB33 8DS
Kirkdale Hydro | Scotland | Kirkdale Farms | 60 | 0.06 | Micro | Run of River | 54.8527 | -4.3116 | 54.8563 | -4.3098 | FiT | 2014 | 7 | 47.9% | 46.7% | 2020-08-01 | 246 |  |  | Kirkdale House Carsluith Newton Stewart | DG8 7EA
Mill Beck Old Hutton Hydro | England | Millbeck Hydro Ltd | 60 | 0.06 | Micro | Run of River | 54.2887 | -2.6808 | 54.2876 | -2.6783 | FiT | 2015 | 6 | 44.7% | 44.4% | 2020-03-01 | 234 |  |  | Greaves Farm Popplemire Lane Old Hutton Kendal | LA8 0NA
Mollin | Scotland | Raehills Renewables Limited | 60 | 0.06 | Micro | Run of River |  |  |  |  | FiT | 2014 | 7 | 37.9% | 36.7% | 2015-12-01 | 193 |  |  | Mollin Hydro Nr Mollin Farm St Ann's Lockerbie | DG11 1HL
Kentmere Hall Hydro Station | England | James Sharp | 60 | 0.06 | Micro | Run of River | 54.4298 | -2.8351 | 54.4328 | -2.8332 | FiT | 2012 | 9 | 22.1% | 26.9% | 2020-02-01 | 142 |  | Kent | Kentmere Hydro Station Kentmere Hall Kentmere Kendal | LA8 9JL |  |  | £1.6 million
Anie Burn Hydro | Scotland | G A Cameron | 60 | 0.06 | Micro | Run of River | 56.2618 | -4.2808 | 56.2652 | -4.2694 | FiT | 2015 | 6 | 21.8% | 25.6% | 2020-03-01 | 135 |  |  | Anie Burn Hydro Anie Farm Drumardoch Estate Callander | FK17 8HF
Cwmclydach Micro Hydro generator | Wales | Cwmclydach Community Development Trust | 60 | 0.06 | Micro | Run of River | 51.6251 | -3.4742 | 51.6237 | -3.4964 | RO | 2011 | 10 | 28.2% | 15.8% | 2020-03-01 | 83 | 83 | Rhondda Cynon Taff | Cwmclydach Countryside Park The Pavillions Clydach Vale Tonypandy | CF40 2XX
Johnstone Micro-Hydro Scheme | Scotland | Raehills Renewables Limited | 59 | 0.059 | Micro | Run of River | 55.2139 | -3.4108 | 55.2168 | -3.4082 | FiT | 2014 | 7 | 57.4% | 73.1% | 2020-04-01 | 379 |  |  | Johnstonebridge Micro-Hydro Johnstonebridge Lockerbie | DG11 1HD
Avochie Estate Micro-Hydro | Scotland | Avochie Estate | 59 | 0.059 | Micro | Run of River | 57.5221 | -2.7587 | 57.5217 | -2.7624 | FiT | 2014 | 7 | 49.9% | 63.7% | 2020-03-01 | 330 |  |  | The Old Mill Lade by Lonach Crescent Huntly | AB54 7LG
Glamis hydro generating station / Lera Dam Micro-Hydro | Scotland | Strathmore Estates Development Limited / Glamis Castle | 58 | 0.058 | Micro | Conventional (Storage) | 56.6064 | -3.0019 | 56.6013 | -3.0003 | FiT | 2011 | 10 | 34.1% | 32.9% | 2019-08-01 | 216 |  |  | Strathmore estates developments Ltd Estates office Glamis Angus | DD8 1RJ
Pitlochry Compensation Generation - A | Scotland | Scottish Southern Energy (SSE) | 58 | 0.058 | Micro | Compensation Flow | 56.699 | -3.7401 | 56.6996 | -3.7402 | RO | 1950 | 71 | 73.7% | 73% | 2020-11-01 | 372 | 372 | Perth and Kinross | Pitlochry Compensation Generation - A Pitlochry Power Station Pitlochry Perthshire | PH16 5ND
Raehills Hydro | Scotland | Raehills Renewables Limited | 58 | 0.058 | Micro | Run of River | 55.2357 | -3.4712 | 55.2447 | -3.4797 | FiT | 2014 | 7 | 33.8% | 43.2% | 2020-03-01 | 218 |  |  | Raehills Hydro Raehills Estate St Ann's | DG11 1HL
Inchgrundle Hydro | Scotland | Invermark Hydro Limited | 57 | 0.057 | Micro | Run of River | 56.8999 | -2.9696 | 56.8959 | -2.9746 | FiT | 2016 | 5 | 15.1% | 30% | 2020-03-01 | 150 |  |  | Inchgrundle Hydro Glenesk Brechin | DD9 7YZ
Cleggan Estate Hydro | NI |  | 56 | 0.056 | Micro | [5 empty] | RO | 2017 | 4 | 43% | 49.9% | 2020-10-01 | 245 | 736 |  | Cleggan Estate 200m South East of 162 Carnlough Rd Broughshane | BT43 7JW
Nostie Bridge Compensation Set | Scotland | Scottish Southern Energy (SSE) | 55 | 0.055 | Micro | Compensation Flow | 57.2986 | -5.563 | 57.2988 | -5.563 | FiT | 2017 | 4 | 87.8% | 84.7% | 2020-11-01 | 409 |  |  | Nostie Bridge Compensation Set Nostie Bridge Power Station Auchtertyre | IV40 8EQ
Saddleworth Community Hydro | England | Saddleworth Community Hydro Ltd | 55 | 0.055 | Micro | Compensation Flow | 53.5308 | -1.9819 | 53.5302 | -1.9799 | RO | 2014 | 7 | 64.8% | 69.5% | 2021-01-01 | 336 | 170 | Lancashire | Bank Lane Chew Valley Rd Greenfields Oldham | OL3 7NF
Hendre Eirian | Wales | M.P. & M Williams | 55 | 0.055 | Micro | Run of River | 52.7664 | -4.0757 | 52.7659 | -4.057 | FiT | 2015 | 6 | 55.1% | 61.5% | 2020-03-01 | 297 |  |  | Hendre Eirian Tal-Y-Bont Barmouth | LL43 2BZ
Tellisford Mill | England | FBA | 55 | 0.055 | Micro | Run of River | 51.2999 | -2.2807 | 51.2979 | -2.2808 | RO | 2006 | 15 | 54.4% | 60.4% | 2020-11-01 | 292 | 292 | Somerset | Tellisford Mill Tellisford Bath Somerset | BA2 7RL |  |  | 135000
Oaklands - A,M | NI |  | 55 | 0.055 | Micro | [5 empty] | RO | 2000 | 21 | 45.8% | 37.3% | 2020-11-01 | 180 | 180 |  | Oaklands - A,M Oaklands Water Treatment works Ballymena
Ty Isaf Farm | Wales | Euros Williams | 55 | 0.055 | Micro | [5 empty] | FiT | 2016 | 5 | 31.9% | 36.6% | 2020-03-01 | 177 |  |  | Ty Isaf Farm Dolwyddelan | LL25 0SZ
Corwen Electricity Co-operative 1.2 | Wales | Corwen Electricity Co-operative | 55 | 0.055 | Micro | Run of River | 52.9795 | -3.372 | 52.9744 | -3.3719 | FiT | 2016 | 5 | 34.1% | 34.8% | 2020-12-01 | 168 |  |  | Land lying to the south of Bridge Street Corwen | LL21 0DR | 2016-2018 | 1.8333
Bell Hydro | Scotland |  | 55 | 0.055 | Micro | [5 empty] | FiT | 2012 | 9 | 24.6% | 26.7% | 2020-12-01 | 129
Drapersfield Hydro | NI |  | 55 | 0.055 | Micro | Run of River | 54.6315 | -6.696 | 54.6315 | -6.6971 | RO | 2017 | 4 | 16.6% | 23.5% | 2020-12-01 | 113 | 295 |  | 70m SE of 19a Drapersfield Road Cookstown | BT80 8RS
Watercombe Hydro | England |  | 55 | 0.055 | Micro | [5 empty] | FiT | 2013 | 8 | 19.2% | 18.5% | 2018-12-01 | 89 |  |  | Watercombe Cornwood Ivybridge | PL21 9RB
Farthingham | England | John Burnett | 55 | 0.055 | Micro | Run of River | 51.3341 | -2.3072 | 51.3341 | -2.3071 | FiT | 2012 | 9 | 25.8% | 12% | 2017-03-01 | 58 |  | Avon | Farthingham Weir Rosemary Lane Freshford | BA2 7UD
SLW & CA Micro Hydro Generation Scheme | NI |  | 55 | 0.055 | Micro | Run of River | 54.6029 | -5.7051 | 54.6032 | -5.7051 | RO | 2006 | 15 | 11.3% | 11% | 2020-03-01 | 53 | 53 |  | 45A Crawfordsburn Road Newtownards | BT23 4EA
Betchworth Estate Hydro - A | England | Betchworth Estate | 55 | 0.055 | Micro | Run of River | 51.2313 | -0.27283 | 51.2313 | -0.27283 | RO | 2004 | 17 | 8.8% | 8.1% | 2017-04-01 | 39 | 39 | Surrey | Betchworth Estate Hydro Betchworth House Betchworth Surrey | RH7 4AE
Strensham Mill | England | Private Developer | 55 | 0.055 | Micro | Run of River | 52.0591 | -2.1224 | 52.0603 | -2.1237 | RO |  |  |  |  | 2010-03-01 | 28 | 55
Howsham Mill | England | Howsham Mill Renewable Heritage Trust | 55 | 0.055 | Micro | Run of River | 54.0559 | -0.88657 | 54.0562 | -0.88679 | FiT | 2007 | 14 | 33.5% | 35.4% | 2017-03-01 | 155 |  |  | Howsham Mill Howsham York | YO60 7PA
Whitehill Hydro | NI | D M and T McAleese | 54 | 0.054 | Micro | Run of River | 55.0136 | -6.6206 | 55.0135 | -6.6233 | RO | 2014 | 7 | 27.6% | 29.5% | 2020-10-01 | 148 | 443 | County Londonderry | 75 Mullaghinch Road Aghadowey Coleraine | BT51 4AU
Lochay Fish Pass Generator - C | Scotland | Scottish and Southern Energy (SSE) | 54 | 0.054 | Micro | Compensation Flow | 56.4846 | -4.3634 | 56.484 | -4.3644 | RO | 2004 | 17 | 31.4% | 41.5% | 2020-11-01 | 197 | 197 | Perthshire | Lochay Fish Pass Generator - C (31/12/04) Lochay Fish Pass Generator By Killin | FK21 8UA
Kingston Mill Hydro | England | A&R Hydro | 53 | 0.053 | Micro | Run of River | 51.3463 | -2.248 | 51.3452 | -2.2453 | FiT | 2015 | 6 | 31.7% | 51.5% | 2020-11-01 | 240 |  |  | Kingston Mill Kingston Road Bradford on Avon | BA15 1FL |  |  | 333000
Fiddleford FIT | England | Private Developer | 52 | 0.052 | Micro | Run of River | 50.9217 | -2.2852 | 50.921 | -2.2858 | FiT | 2013 | 8 | 25.1% | 21.9% | 2020-12-01 | 100 |  |  | Fiddleford Mill Fiddleford Mill Lane Sturminster Newton | DT10 2BX
Allt Gruiniche Hydro | Scotland | Mor Hydro Ltd | 51 | 0.051 | Micro | Run of River | 56.4189 | -5.1884 | 56.418 | -5.1818 | FiT | 2015 | 6 | 47.4% | 46% | 2021-01-01 | 206 |  |  | Allt Gruiniche Hydro Gruiniche Forest Awe Service Station Bridge of Awe | PA35 1HT
Pitmain Hydro 2 / Kingussie Micro Hydro / the Gynack Scheme | Scotland | Pitmain Estate Limited | 51 | 0.051 | Micro | Run of River | 57.0955 | -4.0575 | 57.0967 | -4.0667 | FiT | 2015 | 6 | 34.4% | 40.4% | 2020-03-01 | 181 |  | The Highland Council | Pitmain Hydro 2 Pitmain Estate Kingussie | PH21 1LR
Auldhouseburn Hydro | Scotland |  | 51 | 0.051 | Micro | Covenetional (Storage) | 55.5195 | -4.0568 | 55.5147 | -4.0438 | FiT | 2013 | 8 | 21.9% | 19.7% | 2015-10-01 | 88 |  |  | Auldhouseburn Farm Muirkirk | KA18 3RZ
Whitby Esk Energy - Ruswarp Hydro | England | Esk Energy (Yorkshire) Limited | 50 | 0.05 | Micro | Run of River | 54.4682 | -0.63364 | 54.4681 | -0.63384 | FiT | 2012 | 9 | 25.1% | 29.9% | 2021-01-01 | 132 |  |  | The Nursery Sneaton Lane Ruswarp Whitby | YO21 1NJ
Nant-y-moch dam GEN6 - A,C, M | Wales | Statkraft | 50 | 0.05 | Micro | Covenetional (Storage) | 52.4309 | -3.8451 | 52.4597 | -3.8347 | FiT | 1964 | 57 | 48.6% | 57.4% | 2021-01-01 | 252 |  | Dyfed | Nant-y-moch dam Ponterwyd Aberystwyth | SY23 3AG
Yore Mill | England | Aysgarth falls Hydro Electric Company Ltd./ Mr D Peacock | 50 | 0.05 | Micro | Run of River | 54.2931 | -1.9843 | 54.2917 | -1.9861 | FiT | 2008 | 13 | 33.4% | 30.7% | 2010-04-01 | 135 | 250 |  | Yore Mill Aysgarth Falls Leyburn | DL8 3SR
Allt Bail' an Tuim Bhuidhe Hydro Scheme / Balintombuie | Scotland | Proterra Energy Ltd | 50 | 0.05 | Micro | Run of River | 57.1757 | -4.8426 | 57.1842 | -4.8389 |  | 2016 | 5 | [5 empty] | The Highland Council
Allt Eachain Micro Hydro | Scotland | Locogen | 50 | 0.05 | Micro | Run of River | 56.704 | -5.7002 | 56.7054 | -5.6973 | FiT | 2012 | 9 | 50.8% | 50.5% | 2020-03-01 | 222 |  | The Highland Council | Camusfearna Stontian Acharacle | PH36 4HX
Easter Fern Burn Turbine - M | Scotland |  | 50 | 0.05 | Micro | Run of River |  |  |  |  | RO | 1922 | 99 | 15.9% | 13.4% | 2010-03-01 | 59 | 117
Tan Y Rhiw | Wales |  | 50 | 0.05 | Micro | Run of River | 51.6909 | -3.7729 | 51.6955 | -3.7778 | FiT | 2013 | 8 | 36.2% | 34.9% | 2015-03-01 | 153 |  | West Glamorgan | Tan Y Rhiw Farm Cilfrew Neath | SA10 8NF
Clachan Hydro | Scotland |  | 50 | 0.05 | Micro | [5 empty] | FiT | 2013 | 8 | 66.5% | 72.6% | 2021-01-01 | 319
Riverdart Country Park - D, M | England |  | 50 | 0.05 | Micro | Run of River | 50.516 | -3.7852 | 50.5211 | -3.7888 | FiT | 2007 | 14 | 72.2% | 69% | 2010-05-01 | 302 | 528 |  | Riverdart Country Park - D# M# (16/04/07) AshbourneNewton Abbot Devon England | TQ13 7NP
Meoble Station | Scotland | Meoble Estate | 50 | 0.05 | Micro | Conventional (Storage) | 56.9097 | -5.6161 | 56.9092 | -5.6164 | FiT | 2008 | 13 |  |  | 2010-03-01 | 325 | 650 |  | Meoble Estate Morar Mallaig | PH40 4PG
Pulcree Farm | Scotland |  | 50 | 0.05 | Micro | Conventional (Storage) |  |  | 54.904 | -4.2161 | FiT | 1931 | 90 |  |  | 2010-03-01 | 36
Bhealaich50 | Scotland |  | 50 | 0.05 | Micro | Run of River | 56.2166 | -5.298 |  |  | FiT | 2012 | 9 | 56.7% | 51.7% | 2020-12-01 | 227 |  |  | Braevallich Farm By Dalmally | PA33 1BU
Dunbeag | Scotland | Private Developer | 50 | 0.05 | Micro | Run of River | 55.909 | -5.2354 | 55.9213 | -5.2318 | FiT | 2012 | 9 | 51.3% | 52.1% | 2021-01-01 | 229 |  |  | Dunbeag Tighnabruaich Argyll | PA21 2DU
Barguillean Farm | Scotland | Barguillean Hydro Ltd. | 50 | 0.05 | Micro | Run of River | 56.4087 | -5.2747 |  |  | FiT | 2020 | 1 |  |  | 2020-12-01 | 66 | [6 empty] | 300000
Bron Fedw Uchaf | Wales | Bron Fedw Hydro Scheme Limited | 50 | 0.05 | Micro | Run of River | 53.0658 | -4.1324 | 53.0726 | -4.1118 | FiT | 2016 | 5 | 51.8% | 52.1% | 2020-11-01 | 229
Borla Hydro | Scotland |  | 50 | 0.05 | Micro | [5 empty] | FiT | 2014 | 7 | 69.8% | 65.6% | 2021-01-01 | 288 |  |  | Borla Drynoch Carbost | IV47 8SX
Hury Hydro | England |  | 50 | 0.05 | Micro | [5 empty] | FiT | 2017 | 4 | 36.8% | 37.3% | 2021-01-01 | 164
Ashgrove Hydro Scheme / Ashgrove Mill | Scotland | Thomas Thomson (Blairgowrie) Ltd / Proterra Energy Ltd | 50 | 0.05 | Micro | Run of River | 56.5876 | -3.3169 | 56.5923 | -3.3353 | FiT | 2016 | 5 | 54.3% | 55.3% | 2021-01-01 | 243 |  |  | Land 40 Metres West Of Millbank, Ashgrove Road, Rattray
Glenoak Hydro | NI |  | 50 | 0.05 | Micro | [5 empty] | RO | 2017 | 4 | 16.5% | 15.3% | 2020-12-01 | 67 | 168
Tullochan Hydro | Scotland |  | 50 | 0.05 | Micro | [5 empty] | FiT | 2014 | 7 |  |  | 2015-03-01 | 63 |  |  | Tullochan Farm Ardeonaig Loch Tay Killin | FK21 8SU
Noddsdale Hydro | Scotland | Noddsdale Hydro Limited | 50 | 0.05 | Micro | Run of River | 55.8134 | -4.855 | 55.8163 | -4.8442 | FiT | 2010 | 11 | 41.6% | 43% | 2021-01-01 | 189 |  |  | Noddsdale Estate Brisbane Glen Road Largs | KA30 8SL |  |  | 275000
Garraron Farm Hydro | Scotland | Mr JD and Mrs LD Adam and Son | 50 | 0.05 | Micro | Run of River | 56.2223 | -5.5416 | 56.227547890 56.2286211828 | -5.52913012561 -5.51941424713 | FiT | 2019 | 2 | 52.8% | 53.5% | 2021-01-01 | 235 |  |  | Garraron Farm Ardfern Lochgilphead | PH31 8QP |  |  | 290000
Dochfour Hydro - D, M | Scotland | Dochfour Estate | 50 | 0.05 | Micro | Conventional (Storage) | 57.4224 | -4.3225 | 57.4254 | -4.3311 | FiT | 1960 | 61 | 42.8% | 35.8% | 2015-09-01 | 157 |  | Highland | Dochfour Hydro - D# M (23/02/07) Dochfour Estate Dochgarroch Inverness Scotland | IV3 8GY
Allt Druide Hydro / Allt Druidhe | Scotland |  | 50 | 0.05 | Micro | Run of River | 56.6894 | -4.2163 | 56.6848 | -4.2178 | FiT | 2016 | 5 | 44% | 47.1% | 2020-12-01 | 207
Ranachan Croft Hydro | Scotland | Paolo Berardelli | 50 | 0.05 | Micro | Run of River | 56.6924 | -5.6116 | 56.6967 | -5.6082 | FiT | 2012 | 9 | 48.3% | 41.1% | 2019-03-01 | 180 |  |  | Ranachan Croft Hydro Strontian | PH36 4HY
Huisgill Burn | Scotland | North Talisker Hydro Company | 50 | 0.05 | Micro | Run of River | 57.2904 | -6.4403 | 57.2932 | -6.4405 |  | 2015 | 6 | [5 empty] | The Highland Council
Afon Goch Llanberis | Wales | Ynni Padarn Peris | 50 | 0.05 | Micro | Run of River | 53.1166 | -4.1336 | 53.1117 | -4.1438 | FiT | 2017 | 4 | 45.4% | 40.7% | 2019-03-01 | 178 | [6 empty] | 250000
Hydro Osney Lock | England | Osney Lock Hydro | 49 | 0.049 | Micro | Run of River | 51.7496 | -1.2727 | 51.7498 | -1.2726 | FiT | 2015 | 6 | 38.3% | 31.7% | 2020-06-01 | 133
Gedloch | Scotland |  | 48 | 0.048 | Micro | [5 empty] | FiT | 2012 | 9 | 19.5% | 21.1% | 2021-01-01 | 89
Talisker Micro-Hydro Scheme / Talisker House | Scotland | Talisker Farm | 47 | 0.047 | Micro | Run of River |  |  | 57.2809 | -6.4399 | FiT | 2015 | 6 | 46.8% | 45.4% | 2019-03-01 | 187 |  | The Highland Council
Dalbrack Hydro | Scotland | Dalhousie Estates | 46 | 0.046 | Micro | Run of River | 56.8927 | -2.8665 | 56.8869 | -2.8692 | FiT | 2015 | 6 | 20.7% | 35.9% | 2020-03-01 | 145
Allt a Char Hydro | Scotland |  | 46 | 0.046 | Micro | Run of River | 57.8403 | -5.1793 |  |  | FiT | 2015 | 6 | 18.3% | 30.4% | 2021-01-01 | 123 |  | The Highland Council
Cunsey Beck | England | Ellergreen Hydro | 45 | 0.045 | Micro | Run of River | 54.3349 | -2.9508 | 54.334 | -2.9533 | FiT | 2014 | 7 | 36.1% | 37.3% | 2016-02-01 | 164 |  |  | Cunsey Beck Cunsey Mill Satterthwaite Ambleside | LA22 0LU
Gracefield Hydro | Scotland |  | 45 | 0.045 | Micro | [5 empty] | FiT | 2013 | 8 | 51.1% | 54.9% | 2021-01-01 | 217
Gelli Iago Hydro | Wales | Limejump | 45 | 0.045 | Micro | Run of River |  |  |  |  | FiT | 2017 | 4 | 50.6% | 43.3% | 2021-01-01 | 171
Maesmedrisiol Hydro | Wales |  | 45 | 0.045 | Micro | Run of River | 52.5482 | -3.6437 | 52.5477 | -3.6336 | FiT | 2017 | 4 | 29.3% | 38.7% | 2020-03-01 | 153
Osney Mill | England | W H Munsey Limited | 45 | 0.045 | Micro | Run of River | 51.7495 | -1.2717 | 51.7496 | -1.2718 | FiT | 2011 | 10 | 38.2% | 38.3% | 2017-09-01 | 151
Rhosfarch | Wales |  | 45 | 0.045 | Micro | Run of River | 52.5909 | -3.9227 | 52.6017 | -3.944 | FiT | 2017 | 4 |  |  | 2019-03-01 | 140
Millburn Hydro / Rogart | Scotland |  | 45 | 0.045 | Micro | Run of River | 58.0129 | -4.1602 | 58.0151 | -4.1591 |  | 2013 | 8 | [5 empty] | The Highland Council
North Carolina | Scotland |  | 45 | 0.045 | Micro | [5 empty] | FiT | 2012 | 9 | 29.9% | 30.1% | 2016-07-01 | 119
River Bain Hydro | England | River Bain Hydro | 45 | 0.045 | Micro | Run of River | 54.3059 | -2.1012 | 54.3054 | -2.1013 | FiT | 2011 | 10 | 20.9% | 23.5% | 2020-12-01 | 93 | [6 empty] | 450000
Colden Water Hydro 1 | England | Bebe and Jane Mullen | 45 | 0.045 | Micro | Run of River | 53.7505 | -2.0349 | 53.7503 | -2.0372 | FiT | 2015 | 6 |  |  | 2015-12-01 | 28 | [6 empty] | 450000
GRC Hydro | Wales |  | 44 | 0.044 | Micro | [5 empty] | FiT | 2013 | 8 | 49.8% | 47.2% | 2015-03-01 | 182
Iford Weir | England | Iford Manor | 44 | 0.044 | Micro | Run of River | 51.3272 | -2.2888 | 51.3269 | -2.2887 | FiT | 2011 | 10 | 34.5% | 39.7% | 2018-05-01 | 153 | [5 empty] | 0.5
Mill House Padworth Hydro | England | Padworth Mill | 42 | 0.042 | Micro | Run of River | 51.3954 | -1.1301 | 51.3954 | -1.1301 | FiT | 2012 | 9 | 63.9% | 68.3% | 2020-10-01 | 252
Invergelder Hydro - A, D, Y | Scotland |  | 42 | 0.042 | Micro | [5 empty] | FiT | 2005 | 16 | 49.4% | 31.3% | 2014-02-01 | 115
Halton Gill Hydro | England | Ellergreen Energy | 40 | 0.04 | Micro | Run of River | 54.1844 | -2.1872 | 54.1879 | -2.1834 | FiT | 2011 | 10 | 18.9% | 18% | 2019-03-01 | 71 |  |  |  |  | 2010-2011 | 0.5
Lee Abbey Hydro | England |  | 40 | 0.04 | Micro | [5 empty] | FiT | 2013 | 8 | 38.6% | 54.1% | 2021-01-01 | 190
Moyola Park | NI |  | 40 | 0.04 | Micro | Run of River | 54.7835 | -6.5591 | 54.7837 | -6.5605 | RO | 1975 | 46 | 33.5% | 51.6% | 2014-03-01 | 181
Coverhead Hydro | England |  | 40 | 0.04 | Micro | [5 empty] | FiT | 2014 | 7 | 37.7% | 51% | 2020-08-01 | 179
Portworthy Phase 3 | England |  | 40 | 0.04 | Micro | [5 empty] | FiT | 2015 | 6 | 44.6% | 48.1% | 2020-12-01 | 169
Boxted Mill | England | Farm Power Generation Ltd | 40 | 0.04 | Micro | Run of River | 51.9722 | 0.92735 | 51.9722 | 0.92719 | FiT | 2014 | 7 | 27.6% | 25.1% | 2017-06-01 | 88
Boat Slide Weir Hydro Power Scheme at Great River Ouse | England | Bedford Borough Council | 40 | 0.04 | Micro | Run of River | 52.1334 | -0.45434 | 52.1334 | -0.45478 | FiT | 2012 | 9 | 32.9% | 22.5% | 2020-03-01 | 79
Alwen Hydro - A, D, M | Wales |  | 37 | 0.037 | Micro | Conventional (Storage) | 53.0635 | -3.5597 | 53.0634 | -3.56 | FiT | 2006 | 15 | 41.9% | 42.8% | 2021-01-01 | 139
Meldon Resevoir Compensation Turbine | England | South West Water | 37 | 0.037 | Micro | Conventional (Storage) | 50.7072 | -4.0373 | 50.7064 | -4.0366 | FiT | 2011 | 10 | 12.8% | 4% | 2020-11-01 | 13
Keithick Hydro | Scotland | Kethick Farms Ltd | 37 | 0.037 | Micro | Run of River | 56.5294 | -3.2991 | 56.5295 | -3.2973 | FiT | 2013 | 8 |  |  | 2013-12-01 | 70
Teiliau Bach Morwynion Hydro v.2 | Wales | Teiliau Bach Hydro Ltd | 37 | 0.037 | Micro | Run of River | 52.968 | -3.9219 | 52.9667 | -3.9175 | FiT | 2015 | 6 | 38.6% | 19.4% | 2020-12-01 | 63
Siblyback hydro | England | South West Water | 37 | 0.037 | Micro | Water Reservoir | 50.5058 | -4.4949 | 50.5059 | -4.4946 | FiT | 2013 | 8 | 19.6% | 9.5% | 2020-10-01 | 31
Talybont-on-Usk Hydro Electric Scheme - A, M | Wales | Talybont on Usk Energy Ltd | 36 | 0.036 | Micro | Compensation Flow | 51.8762 | -3.3011 | 51.8755 | -3.3019 | FiT | 2006 | 15 | 58.6% | 51.8% | 2015-06-01 | 168
Ingleston Hydro | Scotland |  | 36 | 0.036 | Micro | Run of River | 55.1834 | -3.8877 | 55.1755 | -3.8946 | FiT | 2012 | 9 | 71.8% | 57.5% | 2021-01-01 | 182
Bogrie | Scotland |  | 36 | 0.036 | Micro | Run of River | 55.1432 | -3.8634 | 55.1448 | -3.87 | FiT | 2013 | 8 | 36.1% | 35.1% | 2021-01-01 | 111
Torver Mill | England |  | 36 | 0.036 | Micro | Run of River | 54.3295 | -3.1001 | 54.332 | -3.1001 | FiT | 2015 | 6 | 6.9% | 8.6% | 2017-03-01 | 27
Barrisdale Lodge / Barisdale Hydro | Scotland |  | 36 | 0.036 | Micro | Run of River | 57.079 | -5.5142 | 57.069396 57.068693 | -5.518861 -5.5187550 | FiT | 1972 | 49 | 11.1% | 15.5% | 2010-03-01 | 8
Wendron2 | England |  | 35 | 0.035 | Micro | [5 empty] | FiT | 2019 | 2 | 37.5% | 61.8% | 2021-01-01 | 190
Boreland of Southwick | Scotland |  | 35 | 0.035 | Micro | Run of River | 54.921 | -3.6862 | 54.929226 54.936763 | -3.6803314 -3.6844204 | FiT | 2014 | 7 | 62.4% | 59.2% | 2020-12-01 | 182
Guildford Hydro Project -A, Y | England | Guildford Borough Council | 35 | 0.035 | Micro | Run of River | 51.2339 | -0.57483 | 51.232 | -0.57441 | FiT | 2006 | 15 | 51.3% | 48% | 2019-08-01 | 147 | [6 empty] | £340000 (Refurbishment)
Upper Rusko Hydro | Scotland |  | 35 | 0.035 | Micro | Run of River | 54.9263 | -4.2361 | 54.9229 | -4.2418 | FiT | 2013 | 8 |  |  | 2014-04-01 | 69
Ballievey Hydro | NI | Hydro NI | 34 | 0.034 | Micro | Run of River | 54.3415 | -6.2194 | 54.3405 | -6.2175 | RO | 2014 | 7 | 40.3% | 38.7% | 2020-12-01 | 119 | 321
Ceunant Hydro | Wales |  | 34 | 0.034 | Micro | [5 empty] | FiT | 2015 | 6 | 69.7% | 69.7% | 2016-09-01 | 208
Nant Yr Hafod 2 | Wales | Llangattock Green Valleys Micro Hydro (2) Co-operative Ltd | 34 | 0.034 | Micro | Run of River | 51.8067 | -3.149 | 51.8095 | -3.1504 | FiT | 2015 | 6 | 50.7% | 64.3% | 2020-03-01 | 192
Hesgen Hydro | Wales | North Wales Hydro Power Ltd | 34 | 0.034 | Micro | [5 empty] | FiT | 2016 | 5 | 50.4% | 50.4% | 2018-03-01 | 150
Gors Hydro | Wales |  | 34 | 0.034 | Micro | [5 empty] | FiT | 2014 | 7 | 22% | 44.3% | 2017-03-01 | 132
Tanfield Mill | England | Private Developer | 34 | 0.034 | Micro | Run of River | 54.202 | -1.5765 | 54.2035 | -1.5786 | FiT | 2008 | 13 | 25.1% | 35.7% | 2010-03-01 | 105 | 210
Glenmuck Hydro | Scotland |  | 34 | 0.034 | Micro | Run of River | 55.2932 | -4.3387 | 55.2906 | -4.3423 | FiT | 2011 | 10 | 38.2% | 32.9% | 2015-03-01 | 98
Cwm Cerddin | Wales | Mr. John Roberts | 34 | 0.034 | Micro | Run of River | 52.77 | -3.6199 | 52.7712 | -3.6097 | FiT | 2015 | 6 |  |  | 2015-07-01 | 87 | [6 empty] | 300000
Nant Cwm Hesgen | Wales |  | 34 | 0.034 | Micro | Run of River | 52.8485 | -3.8051 | 52.8523 | -3.7981 | FiT | 2015 | 6 |  |  | 2016-03-01 | 53
Voelas Hydro 2 | Wales |  | 34 | 0.034 | Micro | Run of River | 53.0489 | -3.6817 |  |  | FiT | 2015 | 6 |  |  | 2015-12-01 | 32
Afon Ceirw Hydro | Wales |  | 34 | 0.034 | Micro | [5 empty] | FiT | 2019 | 2 |  |  | 2019-03-01 | 23
Kames Micro Hydro | Scotland |  | 33 | 0.033 | Micro | [5 empty] | FiT | 2016 | 5 |  |  | 2017-07-01 | 101
Curlew Cottage | Scotland |  | 32 | 0.032 | Micro | Run of River | 57.0702 | -5.0121 | 57.0717 | -5.0131 | FiT | 2015 | 6 | 37% | 25.9% | 2021-01-01 | 75 |  | The Highland Council
Allt A Bheithe | Scotland |  | 32 | 0.032 | Micro | Run of River | 57.0815 | -4.9652 | 57.0852 | -4.9661 |  | 2015 | 6 | [5 empty] | The Highland Council
Glanyrafon Hydro Plant | England |  | 32 | 0.032 | Micro | [5 empty] | RO | 2004 | 17 | 38.3% | 41.4% | 2007-03-01 | 116 | 116
Old Saw mill Hydro | Scotland |  | 32 | 0.032 | Micro | [5 empty] | FiT | 2017 | 4 | 35.9% | 30.6% | 2020-09-01 | 86
Corsock House | Scotland |  | 32 | 0.032 | Micro | Conventional (Storage) | 55.062 | -3.9443 | 55.0584 | -3.951 | RO | 1982 | 39 | 8.1% | 7.2% | 2010-03-01 | 20
Killington Reservoir Hydro | England | Community Energy Cumbria | 30 | 0.03 | Micro | Water Reservoir | 54.3101 | -2.631 | 54.3107 | -2.6312 | FiT | 2016 | 5 | 31.5% | 35.2% | 2020-03-01 | 139 | [6 empty] | 312000
Kilnstones Hydro Station | England | Longsleddale Estate | 30 | 0.03 | Micro | Run of River | 54.4119 | -2.769 | 54.4104 | -2.7735 | FiT | 2011 | 10 | 18.5% | 18.6% | 2019-03-01 | 65
Nant Rhysgog Hydro Scheme | Wales | E Jones | 30 | 0.03 | Micro | Run of River | 52.1731 | -3.9374 | 52.1674 | -3.9302 | FiT | 2016 | 5 |  |  | 2017-03-01 | 136
Nant Carreg-Hydd | Wales |  | 30 | 0.03 | Micro | Run of River | 52.7097 | -3.6275 | 52.7138 | -3.6235 | FiT | 2016 | 5 | 7.3% | 34.3% | 2019-03-01 | 90
Creagan Farm / Creag Meagaidh Hydro | Scotland |  | 30 | 0.03 | Micro | Run of River | 56.9534 | -4.5032 | 56.958 | -4.5144 | FiT | 2015 | 6 | 35.9% | 39.9% | 2020-11-01 | 105 |  | The Highland Council
Afon Sychbant | Wales | GreenEarth Synchbant Hydro Ltd | 30 | 0.03 | Micro | Run of River | 53.1282 | -3.7672 | 53.1285 | -3.7579 | FiT | 2017 | 4 | 44.5% | 47% | 2020-03-01 | 124
Allt Rhu, Kennacraig | Scotland | Highland Eco Design | 30 | 0.03 | Micro | Run of River | 55.8098 | -5.4614 | 55.8068 | -5.455 | FiT | 2015 | 6 | 22.9% | 31.9% | 2021-01-01 | 84
Auchencheyne Garden | Scotland | Auchencheyne Ltd | 30 | 0.03 | Micro | Run of River | 55.1676 | -3.9622 |  |  | FiT | 2013 | 8 | 27.5% | 23.1% | 2016-07-01 | 61 | [6 empty] | 140000
Littleton Mill | England |  | 30 | 0.03 | Micro | [5 empty] | FiT | 2008 | 13 | 15.4% | 6.8% | 2015-12-01 | 18
Glenuig | Scotland |  | 30 | 0.03 | Micro | [5 empty] | RO | 2005 | 16 |  |  | 2007-03-01 | 104 | 104
Torridon House | Scotland |  | 30 | 0.03 | Micro | [5 empty] | FiT | 2007 | 14 | 34.4% | 32.2% | 2010-03-01 | 85
Allt Duisdale | Scotland | Community Hydro Porject | 30 | 0.03 | Micro | Conventional (Storage) | 57.1467 | -5.8314 | 57.1481 | -5.8373 |  | 2013 | 8 | [5 empty] | The Highland Council
Low Bentham Hydro | England |  | 30 | 0.03 | Micro | [5 empty] | FiT | 2012 | 9 | 57.7% | 58.4% | 2020-12-01 | 154
Eithynffyndd Hydro - A,D,M | Wales |  | 30 | 0.03 | Micro | [5 empty] | FiT | 1991 | 30 | 21.1% | 8% | 2020-02-01 | 21
Ludlow Hydro | England | Ludlow Hydro Co-Operative | 30 | 0.03 | Micro | Run of River | 52.3636 | -2.7154 | 52.3639 | -2.7159 | FiT | 2016 | 5 | 60.2% | 40.2% | 2020-12-01 | 106 | [6 empty] | 400000
Kildress Hydro | NI |  | 30 | 0.03 | Micro | [5 empty] | RO | 2003 | 18 | 60% | 51.6% | 2020-11-01 | 136 | 272
Manners Hydro | England |  | 30 | 0.03 | Micro | [5 empty] | FiT | 2009 | 12 |  |  | 2010-03-01 | 112 | 224
Ty'n Y Braich Hydro | Wales | John Wyn Jones, Olwen Jones and Aled Wyn Jones | 30 | 0.03 | Micro | Run of River | 52.7173 | -3.7235 | 52.7131 | -3.734 | FiT | 2014 | 7 | 54.3% | 64.3% | 2020-03-01 | 169
Afon Clydach Hydro Scheme | Wales |  | 30 | 0.03 | Micro | [5 empty] | FiT | 2017 | 4 |  |  | 2018-01-01 | 77
Dragon's Teeth Micro Hydro | Wales | Blaenavon Partnership | 30 | 0.03 | Micro | Run of River | 51.7733 | -3.0925 | 51.7729 | -3.0967 | FiT | 2010 | 11 |  |  | 2012-05-01 | 52 |  |  |  |  | 2010-2010 | 0.41667 | 162299
Foss Hydro / Domnaheiche | Scotland | Mr Peter Pejacsevich | 29 | 0.029 | Micro | Run of River | 56.695 | -3.9769 | 56.6932 | -3.9771 | FiT | 2016 | 5 | 43.8% | 55.8% | 2020-12-01 | 142
Plas Yn Vivod Hydro | Wales | The Vivod Estate | 29 | 0.029 | Micro | Run of River | 52.9614 | -3.1688 | 52.9538 | -3.2006 | RO | 1922 | 99 | 25.1% | 9.4% | 2007-03-01 | 24 | 24
Plas Tany Bwlch | Wales | Snowdonia National Park | 28 | 0.028 | Micro | Conventional (Storage) | 52.9473 | -3.9985 | 52.9496 | -4.0031 | FiT | 2013 | 8 | 33.1% | 36.4% | 2020-07-01 | 96 | [6 empty] | 420000
Allt Na Creag | Scotland |  | 28 | 0.028 | Micro | [5 empty] | FiT | 2013 | 8 | 19.5% | 28.4% | 2015-02-01 | 70
Knockbrock Signpost | Scotland |  | 28 | 0.028 | Micro | [5 empty] | FiT | 2013 | 8 | 31.8% | 27.8% | 2015-11-01 | 67
Castle Hydro | NI |  | 27 | 0.027 | Micro | [5 empty] | RO | 2008 | 13 |  |  | 2020-03-01 | 197 | 394
Hamatethy House | England |  | 27 | 0.027 | Micro | [5 empty] | FiT | 2013 | 8 | 62.5% | 53.3% | 2019-03-01 | 126
Penllergare Hydro | Wales | Penllergare Trust | 25 | 0.025 | Micro | Conventional (Storage) | 51.6726 | -3.9898 | 51.6727 | -3.9899 | FiT | 2014 | 7 | 22.4% | 22.3% | 2020-11-01 | 51
Kenningstock Mill 1 | England |  | 25 | 0.025 | Micro | [5 empty] | FiT | 2015 | 6 | 44.4% | 33.3% | 2019-02-01 | 73
McConvill's Mill | NI |  | 25 | 0.025 | Micro | [5 empty] | RO | 1977 | 44 | 11.6% | 4.8% | 2020-03-01 | 11 | 21
Cwm Pennant Hydro | England |  | 25 | 0.025 | Micro | [5 empty] | FiT | 2004 | 17 | 36.3% | 27.4% | 2007-03-01 | 60 | 60
Coaley Mill | England | Coaley Mill | 25 | 0.025 | Micro | Run of River | 51.7204 | -2.3476 | 51.7198 | -2.3481 | RO | 1978 | 43 | 17.8% | 24.2% | 2007-03-01 | 53 | 53
Mathrafal Hydro | Wales | D. Jones and Son | 25 | 0.025 | Micro | Run of River | 52.695 | -3.2926 | 52.696 | -3.3007 | FiT | 2016 | 5 | 7.3% | 14.1% | 2020-03-01 | 31
Combe Hay Hydro | England |  | 24 | 0.024 | Micro | [5 empty] | RO | 1985 | 36 | 16.1% | 18.1% | 2007-03-01 | 38 | 38
Dudbridge Locks Hydro | England | Cotswold Canals | 23 | 0.023 | Micro | Run of River | 51.7423 | -2.2391 | 51.7428 | -2.2368 | FiT | 2013 | 8 | 37.7% | 47.1% | 2020-11-01 | 93
Nant Cwm-du hydro scheme | Wales | Peter Unwin | 23 | 0.023 | Micro | Run of River | 52.3582 | -3.7468 | 52.3543 | -3.7445 | FiT | 2016 | 5 | 37.1% | 40.6% | 2020-03-01 | 82
Crogen Hydro Company Ltd | Wales |  | 22 | 0.022 | Micro | [5 empty] | FiT | 2010 | 11 | 42.7% | 49.2% | 2020-12-01 | 95
Daltote Hydro | Scotland |  | 22 | 0.022 | Micro | [5 empty] | FiT | 2013 | 8 |  |  | 2014-07-01 | 93
Cwm Dimbath | Wales |  | 22 | 0.022 | Micro | [5 empty] | FiT | 2009 | 12 | 33.4% | 40.1% | 2010-12-01 | 77 | 16
Finlaystone | Scotland |  | 22 | 0.022 | Micro | [5 empty] | RO | 2001 | 20 | 42.2% | 37.9% | 2007-03-01 | 73 | 73
Tregare | Wales |  | 21 | 0.021 | Micro | [5 empty] | FiT | 2014 | 7 | 44.3% | 48.8% | 2020-12-01 | 90
Killean | NI |  | 21 | 0.021 | Micro | [5 empty] | RO | 2017 | 4 | 10.4% | 12.4% | 2020-03-01 | 23 | 93
Newnham Bridge Hydro | England |  | 20 | 0.02 | Micro | Run of River | 52.3197 | -2.5271 | 52.3198 | -2.5268 | FiT | 2012 | 9 |  |  | 2013-03-01 | 92
Dan-yr-Ogof | Wales | The National Showcaves Centre for Wales | 20 | 0.02 | Micro | Run of River | 51.8304 | -3.6832 | 51.8308 | -3.6865 | RO | 1937 | 84 | 7.1% | 5.6% | 2010-03-01 | 10 | 19
Brooklinn Mill Hydro - M | Scotland |  | 20 | 0.02 | Micro | [5 empty] | RO | 1955 | 66 | 25.2% | 30.5% | 2010-03-01 | 54 | 107
Island Hill Generation | NI |  | 20 | 0.02 | Micro | [5 empty] | RO | 2004 | 17 | 10.9% | 20% | 2014-03-01 | 35
Kilkeddan Hydro / Kilkeddan Farm | Scotland | Private owner | 20 | 0.02 | Micro | Run of River | 55.4774 | -5.5491 | 55.4849 | -5.5501 | FiT | 2014 | 7 |  |  | 2015-05-01 | 45 |  | Argyll and Bute
McCambridge Hydro Bally | NI |  | 20 | 0.02 | Micro | [5 empty] | RO | 2017 | 4 |  |  | 2018-03-01 | 37 | 150
Clady Hydro | NI |  | 20 | 0.02 | Micro | [5 empty] | RO | 2017 | 4 | 13.5% | 12.9% | 2020-10-01 | 23 | 91
Scabcleuch Micro-Hydro | Scotland |  | 20 | 0.02 | Micro | Run of River | 55.4178 | -3.191 | 55.4211 | -3.1951 | FiT | 2015 | 6 | 59.8% | 59.2% | 2020-12-01 | 104
Glentop | NI |  | 20 | 0.02 | Micro | [5 empty] | RO | 2012 | 9 |  |  | 2014-03-01 | 131
Auchnafree | Scotland |  | 20 | 0.02 | Micro | [5 empty] | RO | 1947 | 74 | 41.2% | 40.5% | 2010-03-01 | 71 | 142
Camowen Green | NI |  | 20 | 0.02 | Micro | Run of River | 54.5726 | -7.2426 | 54.5728 | -7.2409 | RO | 2009 | 12 | 42.1% | 78.5% | 2016-03-01 | 138
Pollock Hydro Grahamstown | NI |  | 20 | 0.02 | Micro | [5 empty] | RO | 2017 | 4 | 10.8% | 19.7% | 2018-03-01 | 35 | 138
Hamatethy | England |  | 20 | 0.02 | Micro | [5 empty] | FiT | 1982 | 39 | 54.1% | 43.1% | 2010-03-01 | 76
Kelly Hydro | NI |  | 20 | 0.02 | Micro | [5 empty] | RO | 2017 | 4 | 56.6% | 56.2% | 2020-10-01 | 99 | 395
Blackchub | Scotland |  | 20 | 0.02 | Micro | [5 empty] | FiT | 2010 | 11 | 44.3% | 38.8% | 2015-09-01 | 68
Hainbury Mill Farm | England | Hainbury Mill Farm | 20 | 0.02 | Micro | Run of River | 51.0075 | -2.6733 | 51.0076 | -2.6729 | FiT | 2009 | 12 |  |  | 2010-03-01 | 61
Afon Clywedog Hydro v.2 | Wales |  | 20 | 0.02 | Micro | [5 empty] | FiT | 2017 | 4 | 43.8% | 47.8% | 2020-03-01 | 84
Boreland of Southwick Hydro 2 | Scotland |  | 20 | 0.02 | Micro | Run of River | 54.921 | -3.6862 | 54.929226 54.936763 | -3.6803314 -3.6844204 | FiT | 2017 | 4 | 65.5% | 76.3% | 2020-12-01 | 134
Kee Hydro Knock | NI |  | 20 | 0.02 | Micro | [5 empty] | RO | 2017 | 4 |  |  | 2018-03-01 | 45 | 179
McNeill Hydro Torrroad | NI |  | 20 | 0.02 | Micro |  | 55.1963 | -6.0757 |  |  | RO | 2017 | 4 |  |  | 2018-03-01 | 87 | 346
Drumdreenagh Hydro | NI |  | 20 | 0.02 | Micro | [5 empty] | RO | 2018 | 3 | 49.2% | 51.1% | 2020-12-01 | 90 | 315
Ruthven Mill | Scotland |  | 20 | 0.02 | Micro | [5 empty] | RO | 1991 | 30 |  |  | 2007-03-01 | 42 | 42
Carncairn Hydroelectric | NI | Hydro NI | 20 | 0.02 | Micro | Run of River | 54.8949 | -6.1879 | 54.895 | -6.1877 | RO | 2013 | 8 | 64.6% | 71.7% | 2020-10-01 | 126 | 504
Doagh Hydro | NI |  | 20 | 0.02 | Micro | [5 empty] | RO | 2017 | 4 | 45.3% | 50.9% | 2020-10-01 | 90 | 358
Turnamona hydro | NI |  | 20 | 0.02 | Micro | [5 empty] | RO | 2017 | 4 | 27.6% | 17.4% | 2020-03-01 | 30 | 122
Owenbeg Hydro | NI | Dunlogan Hydro Ltd | 20 | 0.02 | Micro | Run of River | 54.8239 | -6.8493 | 54.8258 | -6.8512 | RO | 2016 | 5 | 22.1% | 26.7% | 2020-03-01 | 47 | 188
Leitrim River Hydro | NI |  | 20 | 0.02 | Micro | [5 empty] | RO | 2017 | 4 | 43.5% | 60.2% | 2020-03-01 | 106 | 423
Holm Hydro 1 | Scotland |  | 20 | 0.02 | Micro | [5 empty] | RO | 2006 | 15 | 48.8% | 47.6% | 2010-03-01 | 83 | 167
Robbie 1 | NI |  | 20 | 0.02 | Micro | [5 empty] | RO | 2017 | 4 | 26.8% | 36.3% | 2021-01-01 | 64 | 179
Patton Hydro | NI |  | 20 | 0.02 | Micro | [5 empty] | RO | 2015 | 6 | 50% | 52.6% | 2020-10-01 | 92 | 340
Ballycrum Hydro | NI | Ballycrum Hydro Ltd | 20 | 0.02 | Micro | Run of River | 55.0417 | -6.8499 | 55.0402 | -6.8348 | RO | 2014 | 7 | 54.6% | 57.4% | 2020-10-01 | 100 | 399
Ballymartin Hydro | NI | Hamill Hydro-Electric | 20 | 0.02 | Micro | Run of River | 54.7026 | -6.0556 | 54.703 | -6.0534 | RO | 2013 | 8 | 61.8% | 64.9% | 2020-10-01 | 112 | 447
Dunlogan Hydro Ltd | NI | Dunlogan Hydro Ltd | 20 | 0.02 | Micro | Run of River | 54.8223 | -6.8557 | 54.8225 | -6.8572 | RO | 2014 | 7 | 63.8% | 67% | 2020-03-01 | 115 | 459
Cynfal Farm Hydro 1 | Wales | Cynfal Farm Cottages | 19 | 0.019 | Micro | Run of River | 52.5965 | -4.0521 | 52.5917 | -4.0468 | FiT |  |  |  |  | 2016-06-01 | 92
Glenravel House Hydro | NI |  | 19 | 0.019 | Micro | [5 empty] | RO | 2017 | 4 | 27.7% | 29.1% | 2020-03-01 | 48 | 192
Washford Mill | England | Washford Mill Hydroelectrical Co Ltd | 19 | 0.019 | Micro | Run of River | 53.1698 | -2.203 | 53.1698 | -2.2031 | FiT | 2008 | 13 | 26.5% | 25.2% | 2013-01-01 | 42
Sonning Mill | England | The Mill Sonning | 18.5 | 0.0185 | Micro | Run of River | 51.4759 | -0.91562 | 51.4738 | -0.9188 | FiT | 2005 | 16 | 39% | 30.1% | 2021-01-01 | 66
Polmood Hydro | Scotland |  | 18 | 0.018 | Micro | Run of River | 55.5296 | -3.4024 | 55.5291 | -3.3936 | RO | 1986 | 35 | 15.2% | 14% | 2007-03-01 | 22 | 22
Gayle Mill | England | North of England Civic Trust | 18 | 0.018 | Micro | Run of River | 54.2999 | -2.1995 | 54.299 | -2.1993 | FiT | 2006 | 15 |  |  | 2011-04-01 | 13
Craig Dugwm Hydro1 | Wales |  | 17 | 0.017 | Micro | [5 empty] | FiT | 2015 | 6 | 45.5% | 52.2% | 2020-12-01 | 78
Gorsen (Hafod y Llan) | Wales | National Trust | 17 | 0.017 | Micro | Run of River | 53.0393 | -4.0498 | 53.0378 | -4.0559 | FiT | 2014 | 7 | 29.4% | 42.2% | 2020-12-01 | 63
Ballylinney Hydro | NI |  | 17 | 0.017 | Micro | Run of River | 54.7376 | -5.9922 | 54.7353 | -5.9883 | RO | 2014 | 7 | 38% | 36.6% | 2021-01-01 | 53 | 176
Sowton Mill Hydro | England |  | 16 | 0.016 | Micro | Run of River | 50.6827 | -3.6645 | 50.683 | -3.6656 | FiT | 1986 | 35 | 64.8% | 49.3% | 2012-04-01 | 130
Gants Mill - Y | England | South Somerset Hydropower Group | 16 | 0.016 | Micro | Run of River | 51.1067 | -2.4664 | 51.1076 | -2.4627 | RO | 2003 | 18 | 23.4% | 31.9% | 2010-03-01 | 27 | 53
Dolbantau Mill | Wales |  | 16 | 0.016 | Micro | Run of River | 52.0433 | -4.2676 | 52.0475 | -4.2655 | FiT | 2009 | 12 |  |  | 2010-03-01 | 14 | 28
Newbank Mill | Scotland |  | 16 | 0.016 | Micro | Run of River | 55.0049 | -3.8689 |  |  | RO | 1995 | 26 |  |  | 2010-03-01 | 12 | 24
River Gynack | Scotland | Kingussie Community Development Company | 15 | 0.015 | Micro | Run of River | 57.0861 | -4.0557 | 57.0862 | -4.0557 |  | 2015 | 6 | [5 empty] | The Highland Council
Dunmore House | NI |  | 15 | 0.015 | Micro | [5 empty] | RO | 1953 | 68 | 27.1% | 28.5% | 2020-03-01 | 38 | 150
Ballylagan Hydro | NI | Ballylagan Organic Farm | 15 | 0.015 | Micro | Run of River | 54.7589 | -5.9218 | 54.7559 | -5.9195 | RO | 2011 | 10 | 33.4% | 36.6% | 2014-03-01 | 48
Lemsford Mill | England | Ramblers Holiday Ltd | 15 | 0.015 | Micro | Run of River | 51.7967 | -0.23304 | 51.7966 | -0.23403 | FiT | 2005 | 16 | 44% | 44.7% | 2010-03-01 | 59
Captainton Hydro | Scotland |  | 15 | 0.015 | Micro | [5 empty] | FiT | 2015 | 6 | 44.4% | 40.2% | 2020-03-01 | 53
Ashford WTW Hydro | England | Southern Water | 15 | 0.015 | Micro | WTW | 51.1547 | 0.88792 | - | - | FiT | 2017 | 4 | 11.8% | 40.2% | 2020-06-01 | 53
Skipton Corn Mill | England | High Corn Mill | 15 | 0.015 | Micro | Run of River | 53.9638 | -2.0174 | 53.9642 | -2.0171 | FiT | 2010 | 11 |  |  | 2010-03-01 | [7 empty] | 200000
Merrivale Hydro | England |  | 15 | 0.015 | Micro | [5 empty] | FiT | 2018 | 3 |  |  | 2019-03-01 | 16
Penfillan Hydro | Scotland | Private house | 15 | 0.015 | Micro | Run of River | 55.2179 | -3.8026 | 55.212 | -3.8168 | FiT | 2012 | 9 | 52.3% | 58.4% | 2021-01-01 | 77
Kilnsey Upper Hydro | England | Kilnsey Fish Farm | 15 | 0.015 | Micro | Run of River | 54.1041 | -2.0425 | - | - | FiT | 2013 | 8 | 48.7% | 45.7% | 2015-10-01 | 60
Pwerdy Bach Llanuwchllyn | Wales |  | 15 | 0.015 | Micro | [5 empty] | RO | 2006 | 15 | 68.2% | 70.8% | 2010-03-01 | 93 | 186
Potrenick 1 | Scotland |  | 15 | 0.015 | Micro | Run of River | 55.3733 | -3.6849 | 55.3736 | -3.6949 | FiT |  |  | 24.8% | 45.7% | 2015-11-01 | 60 | [6 empty] | 50000
Upwey Mill | England | Upwey Hydro Power | 15 | 0.015 | Micro | Run of River | 50.6643 | -2.4788 | 50.664 | -2.4778 | FiT | 2008 | 13 | 42.7% | 50.9% | 2021-01-01 | 67
Derwydd Hydro | Wales |  | 15 | 0.015 | Micro | [5 empty] | FiT | 2012 | 9 | 30.6% | 27.4% | 2013-10-01 | 36
Coed Dias | Wales |  | 15 | 0.015 | Micro | [5 empty] | FiT | 2013 | 8 | 37.1% | 41.7% | 2021-01-01 | 55
Church Farm Weir 2 | England |  | 15 | 0.015 | Micro | [5 empty] | FiT | 2016 | 5 | 23.3% | 27.4% | 2018-05-01 | 36
West Barr Hydro | Scotland |  | 15 | 0.015 | Micro | [5 empty] | FiT | 2013 | 8 | 45.9% | 28.8% | 2021-01-01 | 38
Hollows Mill Farm | Scotland | J S Nicholson and Son | 15 | 0.015 | Micro | Run of River | 55.0949 | -2.9642 | 55.0964 | -2.9664 |  | 2015 | 6 | [6 empty] | Canonbie
Arrow Mills | England |  | 15 | 0.015 | Micro | Run of River | 52.2025 | -1.8811 | 52.204 | -1.88 | FiT | 2012 | 9 | 26.6% | 34.9% | 2020-05-01 | 46
Fiag Lodge Hydro | Scotland | Fiag Lodge | 15 | 0.015 | Micro | Run of River | 58.212 | -4.6256 | 58.2137 | -4.6197 | FiT | 2015 | 6 |  |  | 2016-03-01 | 10
Laurieston Hall Hydro Station | Scotland | Laurieston Hall | 15 | 0.015 | Micro | Run of River | 54.9678 | -4.0625 | 54.9742 | -4.0696 | RO | 1982 | 39 | 52.1% | 63.9% | 2007-03-01 | 84 | 84
Larichfraskhan / Larichfraskan | Scotland | Auchnafree Estate Co/ Sir Jack Whitaker | 15 | 0.015 | Micro | Run of River | 56.475 | -3.9248 | 56.4721 | -3.9264 | FiT | 2015 | 6 | 74.3% | 76% | 2018-12-01 | 100 |  | Perth & Kinross Council | Land 400 Metres South Of Larichfraskhan, Achnafree, Amulree
Baldon Hydro FULL | England |  | 15 | 0.015 | Micro | [5 empty] | FiT | 2014 | 7 | 23.2% | 25.1% | 2016-02-01 | 33
Caudwell's Mill | England | Caudwell’s Mill Trust Ltd | 15 | 0.015 | Micro | Run of River | 53.188 | -1.6189 | 53.1881 | -1.6195 | RO | 1990 | 31 | 6.9% | 11.4% | 2007-03-01 | 15 | 15
Avon Res Compensation Turbine | England | South West Water Ltd | 15 | 0.015 | Micro | Compensation Flow | 50.4713 | -3.8626 | 50.4717 | -3.8628 | FiT | 2012 | 9 | 46.4% | 53.1% | 2020-12-01 | 70
Mill of Edinvillie | Scotland |  | 15 | 0.015 | Micro | [5 empty] | FiT | 2013 | 8 |  |  | 2014-02-01 | 11
Glen Hinnisdal | Scotland | Proterra Energy | 15 | 0.015 | Micro | Run of River | 57.5466 | -6.2851 |  |  |  | 2013 | 8 | [5 empty] | The Highland Council
Pentwyn Hydro Electric | Wales |  | 15 | 0.015 | Micro | [5 empty] | FiT | 2015 | 6 | 58.5% | 57.3% | 2020-11-01 | 75
Cwm Irfon Hydro | Wales | Cwm Irfon Lodge, | 15 | 0.015 | Micro | Run of River | 52.1329 | -3.6723 | 52.1375 | -3.682 | FiT | 2015 | 6 | 66.1% | 66.6% | 2016-07-01 | 86
Longrigg Hydro A / South Of Longrigg Manse | Scotland | Private Developer | 15 | 0.015 | Micro | Run of River | 56.6946 | -5.5911 | 56.6975 | -5.5947 | FiT | 2011 | 10 | 37% | 41% | 2021-01-01 | 53 |  | The Highland Council
Docker Nook | England | Long Sleddale Estate | 15 | 0.015 | Micro | Run of River | 54.4044 | -2.7642 | 54.4005 | -2.7762 | FiT | 2010 | 11 | 45.4% | 45.7% | 2019-03-01 | 56
Trydwr | Wales | Howell Williams | 15 | 0.015 | Micro | Run of River |  |  |  |  | RO | 2008 | 13 | 85.4% | 93.4% | 2010-03-01 | 90 | [6 empty] | 50000
Drumclune Farm | Scotland |  | 15 | 0.015 | Micro | Run of River | 57.3366 | -4.5147 | 57.3308 | -4.5276
Tempar Farm | Scotland | Mr Andrew Duncan | 15 | 0.015 | Micro | Run of River | 56.687 | -4.1428 | 56.678 | -4.1446 |  | 2016 | 5 | [6 empty] | Land 300 Metres South East Of West Tempar Farm, Kinloch Rannoch
Legananny Hydro | NI |  | 14 | 0.014 | Micro | [5 empty] | RO | 2016 | 5 | 25.9% | 33.8% | 2020-03-01 | 43 | 171
Tirbach Hydro | England |  | 14 | 0.014 | Micro | [5 empty] | FiT | 2014 | 7 | 33.8% | 5560% | 2015-08-01 | 45
Hydro Pump llyn Y fan Lodge | Wales |  | 14 | 0.014 | Micro | [5 empty] | FiT | 2008 | 13 | 37.3% | 49.4% | 2010-03-01 | 61
Thirlmere Hydro Station | England |  | 14 | 0.014 | Micro | [5 empty] | FiT | 2017 | 4 | 59.8% | 74.8% | 2020-03-01 | 92
Holylee Hydro | Scotland | Holylee Estate | 14 | 0.014 | Micro | Run of River | 55.6283 | -2.9697 | 55.6311 | -2.9669 | FiT | 2014 | 7 | 40.2% | 49.6% | 2021-01-01 | 61
Nant Hir Hydro | Wales | William R. Jones | 14 | 0.014 | Micro | Run of River | 52.818 | -3.626 | 52.8168 | -3.6307 | FiT | 2013 | 8 | 28.8% | 25.2% | 2020-11-01 | 31
Rhyd y Bont Hydro | Wales | Mr Austin Gwillim | 14 | 0.014 | Micro | Run of River | 51.9773 | -3.1789 | 51.9812 | -3.1868 | FiT | 2016 | 5 |  |  | 2017-03-01 | 46
Afon Merch Hydro | Wales |  | 14 | 0.014 | Micro | Run of River | 53.0428 | -4.0458 | 53.045 | -4.0445 | FiT | 2017 | 4 | 50% | 54.5% | 2020-12-01 | 67
Warren Brook Hydro | Wales |  | 14 | 0.014 | Micro | [5 empty] | FiT | 2015 | 6 |  |  | 2016-07-01 | 40
Coldstream Mill | Scotland |  | 13 | 0.013 | Micro | [5 empty] | FiT | 2015 | 6 | 16.9% | 16.7% | 2018-04-01 | 19
Briarfield 1 | NI |  | 13 | 0.013 | Micro | [5 empty] | RO | 2011 | 10 | 70.1% | 73% | 2014-03-01 | 80
Dawyck Hydro | Scotland |  | 13 | 0.013 | Micro | [5 empty] | FiT | 2014 | 7 |  |  | 2014-12-01 | 20 | [6 empty] | 30000
Hendre Glyn Hydro Electric Turbine | Wales | Hendre Glyn Farm | 13 | 0.013 | Micro | Run of River | 51.7619 | -3.0342 | - | - | RO | 2008 | 13 |  |  | 2009-03-01 | 74 | 74 | [5 empty] | 20000
Neen Sollars Community Hydro | England | Neen Sollars Community Hydro | 12.5 | 0.0125 | Micro | Run of River | 52.3413 | -2.4994 | 52.3414 | -2.4995 | FiT | 2014 | 7 | 1.8% | 9.5% | 2020-03-01 | 12 | [6 empty] | 150000
Marlingford | England | Private Developer | 12 | 0.012 | Micro | Run of River | 52.631 | 1.1443 | 52.6309 | 1.1445 | FiT | 2007 | 14 | 24% | 12.4% | 2010-03-01 | 16
Scamadale | Scotland | Proterra Energy | 12 | 0.012 | Micro | Run of River | 56.9442 | -5.7817 | 56.9426 | -5.7799 |  | 2014 | [6 empty] | The Highland Council
Maolachy Hydro | Scotland | Private owner | 12 | 0.012 | Micro | Run of River | 56.2587 | -5.3999 | 56.2615 | -5.4004 | FiT | 2009 | 12 |  |  | 2010-03-01 | 6
Pentre Mill Hydro | Wales | Bodrhyddan Farming Company | 12 | 0.012 | Micro | [5 empty] | FiT | 2016 | 5 | 18% | 18.1% | 2018-10-01 | 19
Houghton Mill Hydro | England | National Trust | 12 | 0.012 | Micro | Run of River | 52.3309 | -0.12065 | 52.3313 | -0.13158 | RO | 1999 | 22 | 12.1% | 19% | 2007-03-01 | 20 | 20
Eagle Adit | England |  | 12 | 0.012 | Micro | [5 empty] | FiT | 2014 | 7 | 90.1% | 92% | 2020-12-01 | 97
Old Mill Hotel Hydropower Scheme | England | Bath & West Community Energy | 12 | 0.012 | Micro | Run of River | 51.4007 | -2.3256 | 51.4006 | -2.3259 | FiT | 2016 | 5 |  |  | 2019-03-01 | 36 | [6 empty] | 261000
Barbuie Hydro | Scotland |  | 12 | 0.012 | Micro | [5 empty] | FiT | 2014 | 7 | 54.2% | 54.2% | 2015-12-01 | 57
Peden ,1 | Scotland |  | 12 | 0.012 | Micro | [5 empty] | FiT | 2009 | 12 | 63.3% | 62.8% | 2015-11-01 | 66
Laghead Hydro | Scotland |  | 12 | 0.012 | Micro | [5 empty] | FiT | 2013 | 8 | 51.5% | 51.2% | 2021-01-01 | 54
Alhampton Mill | England | Alhampton Mill | 12 | 0.012 | Micro | Run of River | 51.1132 | -2.5298 | 51.1132 | -2.5298 | FiT | 2009 | 12 |  |  | 2010-03-01 | 25
Scroggie Farm | Scotland |  | 12 | 0.012 | Micro | Run of River | 57.6115 | -4.4546 | 57.6147 | -4.4576 | FiT | 2010 | 11 | 49.5% | 47.4% | 2016-03-01 | 40 |  | The Highland Council
Allt Ben Casgro | Scotland | North Shore Croft | 12 | 0.012 | Micro | Run of River | 58.1473 | -6.3921 | 58.1492 | -6.3997 | [9 empty] | Grimshader, Isle Of Lewis
Llyndy Isaf Hydro | Wales | The National Trust Wales | 11 | 0.011 | Micro | [5 empty] | FiT | 2017 | 4 | 33.1% | 32.5% | 2020-12-01 | 30
Moorhaven Hydro | England | Moorhaven Estate | 11 | 0.011 | Micro | [5 empty] | FiT | 2008 | 13 |  |  | 2010-03-01 | 65 | 131
West Lynch Stables | England | West Lynch Stables | 11 | 0.011 | Micro | [5 empty] | RO | 2008 | 13 |  |  | 2010-03-01 | 18 | 36
Woodwick Mill | Scotland | Private Developer | 11 | 0.011 | Micro | Conventional (Storage) | 59.0991 | -3.0696 | 59.0993 | -3.0713 | FiT | 2014 | 7 | 16.8% | 14.5% | 2018-01-01 | 14
North Milton | Scotland |  | 11 | 0.011 | Micro | [5 empty] | FiT | 2014 | 7 |  |  | 2014-04-01 | 1
Samantha | NI |  | 11 | 0.011 | Micro | [5 empty] | RO | 2017 | 4 | 2.6% | 2.9% | 2020-03-01 | 3 | 11
Montgarrie Mill | Scotland |  | 11 | 0.011 | Micro | Run of River | 57.2482 | -2.7065 | 57.2494 | -2.7067 | FiT | 2006 | 15 | 1.3% | 0.9% | 2010-03-01 | 1
Hillsborough Castle Hydro | NI | Hillsborough Castle and Gardens | 11 | 0.011 | Micro | Run of River | 54.4671 | -6.0878 | 54.4647 | -6.087 | RO | 2017 | 4 | 7.5% | 1.7% | 2019-03-01 | 2 | 7
Auchencheyne | Scotland | Auchencheyne Ltd | 11 | 0.011 | Micro | [5 empty] | FiT |  |  |  |  | 2013-07-01 | 2
Drumsloe Hydro | NI |  | 10 | 0.01 | Micro |  |  |  | 54.4135 | -7.5655 | RO | 2017 | 4 |  |  | 2018-03-01 | 10 | 40
Minster Lovell Hydro | England | The Old Swan and Minster Mill | 10 | 0.01 | Micro | Run of River | 51.7995 | -1.5412 | 51.7995 | -1.5412 | FiT | 2014 | 7 |  |  | 2015-04-01 | 21
Tyn Llwyn Hydro 1 | Wales |  | 10 | 0.01 | Micro | [5 empty] | FiT | 2019 | 2 |  |  | 2019-03-01 | 10
Houston Hydro 31 Clady | NI |  | 10 | 0.01 | Micro | [5 empty] | RO | 2017 | 4 | 8.1% | 7.5% | 2019-03-01 | 6 | 26
Blowing House Farm Hydro | England |  | 10 | 0.01 | Micro | [5 empty] | RO | 1994 | 27 | 69.7% | 34.3% | 2007-03-01 | 30 | 30
Pant Glas Hydro | Wales |  | 10 | 0.01 | Micro | [5 empty] | FiT | 2017 | 4 | 33.2% | 39.9% | 2020-03-01 | 35
Cragside Archimedean Screw | England | The National Trust | 10 | 0.01 | Micro | Conventional (Storage) | 55.3166 | -1.8901 | 55.3169 | -1.8902 | FiT | 2014 | 7 |  |  | 2015-08-01 | 16
Crawfordton | Scotland |  | 10 | 0.01 | Micro | [5 empty] | FiT | 2010 | 11 | 45.8% | 50.2% | 2015-11-01 | 44
Wallbridge Mill | England | Private Developer | 10 | 0.01 | Micro | Run of River | 51.2273 | -2.3071 | 51.2272 | -2.3071 | RO | 2011 | 10 | 20.6% | 43.4% | 2009-03-01 | 38 | 38
Newmills | NI |  | 10 | 0.01 | Micro | [5 empty] | RO | 2010 | 11 | 19.2% | 25.1% | 2014-03-01 | 22
Hope Hydro | England |  | 10 | 0.01 | Micro | [5 empty] | FiT | 2013 | 8 | 20.6% | 25.1% | 2020-12-01 | 22
Weir Mill Farm Hydro | England |  | 10 | 0.01 | Micro | [5 empty] | FiT | 2006 | 15 | 25.7% | 37% | 2010-03-01 | 32
The Buchan / Buchan Burn | Scotland | Private owner | 10 | 0.01 | Micro | Run of River | 55.1138 | -4.4947 | 55.1149 | -4.4952 | RO | 1998 | 23 | 44.3% | 49% | 2007-03-01 | 43 | 43 | Dumfries and Galloway
Belsford Mill | England |  | 10 | 0.01 | Micro | [5 empty] | RO | 1970 | 51 | 18.1% | 12.5% | 2007-03-01 | 11 | 11
Allt a' Chruinn | Scotland |  | 10 | 0.01 | Micro | Run of River | 57.2256 | -5.4023 | 57.2273 | -5.4042 |  | 2015 | 6 | [5 empty] | The Highland Council
Altchosach | Scotland | David Wells | 9.5 | 0.0095 | Micro | Run of River | 57.3235 | -3.9827 | 57.3224 | -3.9792 | FiT | 2007 | 14 | 52.7% | 52.7% | 2010-03-01 | 42 |  | The Highland Council
Auchenage | Scotland | Auchenage Farm | 9 | 0.009 | Micro | Run of River | 55.1769 | -3.7683 | 55.182016 55.179812 | -3.7790843 -3.7780114 | FiT | 2010 | 11 | 57.2% | 67.3% | 2020-09-01 | 52
Voelas Hydro Company | Wales |  | 9 | 0.009 | Micro | [5 empty] | FiT | 2010 | 11 | 62.7% | 68.8% | 2013-10-01 | 53
Iwood Manor Hydro | England | Kenn and Jackie Lloyd | 9 | 0.009 | Micro | Run of River | 51.3635 | -2.7856 | 51.3636 | -2.7858 | FiT | 2009 | 12 | 25.9% | 42.7% | 2010-03-01 | 34
Glastullich | Scotland |  | 9 | 0.009 | Micro | Run of River | 57.9139 | -5.1095 | 57.9155 | -5.1055
Edwyn Jones Hydro | Wales |  | 9 | 0.009 | Micro | [5 empty] | FiT | 2007 | 14 | 19.2% | 1.2% | 2011-03-01 | 1
Thurgoland Mill | England | Private Developer | 8 | 0.008 | Micro | Run of River | 53.5011 | -1.5821 | 53.5018 | -1.5806 | FiT | 2009 | 12 | 71.7% | 70.8% | 2020-12-01 | 56
Achterneed Burn | Scotland |  | 8 | 0.008 | Micro | Run of River | 57.6079 | -4.5279 | 57.6116 | -4.5259 | [8 empty] | The Highland Council
Holm Balmaclellan | Scotland |  | 8 | 0.008 | Micro | [5 empty] | FiT | 2005 | 16 |  |  | 2010-03-01 | 6 | 12
Cae'r Hendre | Wales |  | 8 | 0.008 | Micro | Run of River | 51.8576 | -3.2753 | - | - | FiT | 2012 | 9 | 42.9% | 44% | 2021-01-01 | 29
The Mill | England |  | 8 | 0.008 | Micro | [5 empty] | FiT | 2005 | 16 | 36.8% | 37.9% | 2010-03-01 | 27 | 53
Colwith | England |  | 8 | 0.008 | Micro | [5 empty] | RO | 2003 | 18 |  |  | 2007-03-01 | 44 | 44
Lintrose Hydro | Scotland | Mr Michael Riddle-Webster | 8 | 0.008 | Micro | Run of River | 56.5245 | -3.2629 | 56.5243 | -3.2629 | FiT | 2012 | 9 | 41.1% | 40.4% | 2014-01-01 | 29 |  |  | Lintrose House, Campmuir, Blairgowrie
Sutton Poyntz WTW Hydro | England |  | 7 | 0.007 | Micro | [5 empty] | FiT | 2011 | 10 | 57.1% | 58.7% | 2016-01-01 | 36
The Town Mill Lyme Regis | England | The Town Mill Lyme Regis | 7 | 0.007 | Micro | Run of River | 50.7256 | -2.9341 | 50.7255 | -2.9342 | FiT | 2007 | 14 | 22.3% | 30.1% | 2010-03-01 | 18 | 37 | [5 empty] | 59000
YHA Derwentwater | England | Derwent Water Independent Hostel | 7 | 0.007 | Micro | Run of River |  |  |  |  | FiT | 2006 | 15 |  |  | 2009-03-01 | 9 | [6 empty] | 44000
Craigpot Cottage | Scotland |  | 7 | 0.007 | Micro | [5 empty] | RO | 2007 | 14 | 24.8% | 24.7% | 2010-03-01 | 15
Shawford Mill | England |  | 7 | 0.007 | Micro | Run of River | 51.0222 | -1.3256 | 51.0223 | -1.3257 | RO | 2005 | 16 | 53.9% | 79.9% | 2009-03-01 | 49 | 49
Currypool Mill | England | Mr and Mrs Taylor | 6.5 | 0.0065 | Micro | Run of River | 51.1392 | -3.0998 | 51.1393 | -3.0998 | FiT | 2006 | 15 | 32.7% | 29.7% | 2010-03-01 | 21
Naast Pico Hydro | Scotland |  | 6 | 0.006 | Micro | Run of River | 57.788 | -5.6598 | 57.7881 | -5.6622
Eigg Kildonannan | Scotland |  | 6 | 0.006 | Micro | Run of River | 56.8899 | -6.1263 | 56.8938 | -6.1264
Eigg Pier | Scotland |  | 6 | 0.006 | Micro | Run of River | 56.8776 | -6.1314
The Sugarloaf | Wales |  | 6 | 0.006 | Micro | [5 empty] | FiT | 2011 | 10 |  |  | 2012-05-01 | 11
Hawkridge (Spaxton) SRC Hydro | England |  | 6 | 0.006 | Micro | [5 empty] | FiT | 2014 | 7 |  |  | 2014-12-01 | 3
Tyrbin Ceunant | Wales |  | 6 | 0.006 | Micro | [5 empty] | FiT | 2010 | 11 |  |  | 2010-03-01 | 2
Ty Glyn Hydro | England |  | 6 | 0.006 | Micro | [5 empty] | FiT | 2009 | 12 |  |  | 2010-03-01 | 12
YHA Ennerdale | England | YHA Ennerdale Hostel | 6 | 0.006 | Micro | Run of River | 54.5147 | -3.325 | - | - | FiT | 2002 | 19 | 9.9% | 11.4% | 2010-03-01 | 6
Marsden Powerhouse | England |  | 6 | 0.006 | Micro | [5 empty] | FiT | 2009 | 12 |  |  | 2010-03-01 | 8
Ty Draw Hydro | Wales |  | 6 | 0.006 | Micro | [5 empty] | FiT | 1998 | 23 | 35.9% | 38% | 2020-12-01 | 20
Muasdale 1 | Scotland |  | 6 | 0.006 | Micro | [5 empty] | FiT | 2010 | 11 |  |  | 2010-03-01 | 0
Parrettgen | England |  | 6 | 0.006 | Micro | [5 empty] | RO | 2006 | 15 | 44.9% | 45.7% | 2010-03-01 | 24 | 48
Fellover | England |  | 6 | 0.006 | Micro | [5 empty] | RO | 1985 | 36 |  |  | 2010-03-01 | 24 | 47
Bagtor House | England | Bagtor House | 6 | 0.006 | Micro | Run of River | 50.563 | -3.745 | 50.5669 | -3.7516 | RO |  |  |  |  | 2010-03-01 | 3 | 5
Itteringham Mill (hydro) | England | Itteringham Mill | 6 | 0.006 | Micro | Run of River | 52.8301 | 1.1882 | 52.83 | 1.1889 | FiT | 2006 | 15 | 18.3% | 26.4% | 2010-03-01 | 14
Clyn Hydro | Wales |  | 6 | 0.006 | Micro | [5 empty] | RO | 1990 | 31 | 30.2% | 34.3% | 2007-03-01 | 18 | 18
Cwm Gadlys | Wales |  | 6 | 0.006 | Micro | [5 empty] | FiT | 2009 | 12 | 17.6% | 14.7% | 2010-12-01 | 8 | 3
Kinbreac | Scotland |  | 6 | 0.006 | Micro | Run of River | 56.6516 | -5.2957 | 56.6547 | -5.2897 | [8 empty] | The Highland Council
Clapton Mill Hydro | England | Clapton Mill | 5.8 | 0.0058 | Micro | Run of River | 50.8539 | -2.8342 | 50.8521 | -2.8288 | FiT | 2006 | 15 | 53.3% | 55.1% | 2010-03-01 | 29 | 58
Glendarroch House | Scotland |  | 5 | 0.005 | Micro | [5 empty] | FiT | 1995 | 26 |  |  | 2010-03-01 | 21
Iles Mill Hydropower | England |  | 5 | 0.005 | Micro | [5 empty] | FiT | 1990 | 31 | 47.8% | 38% | 2010-03-01 | 17
Helen Lucas Hydro | Scotland |  | 5 | 0.005 | Micro | [5 empty] | FiT | 2008 | 13 |  |  | 2010-03-01 | 0
Rigmaden Park | England |  | 5 | 0.005 | Micro | [5 empty] | FiT | 1920 | 101 | 12.9% | 20.4% | 2010-03-01 | 9
Court Mill | England |  | 5 | 0.005 | Micro | [5 empty] | FiT | 2006 | 15 | 12.7% | 23.1% | 2010-03-01 | 10
Offgrid Mills Hydro | Wales |  | 5 | 0.005 | Micro | [5 empty] | FiT | 1984 | 37 | 13.8% | 2.2% | 2011-03-01 | 1
David Wass Hydro | England |  | 4 | 0.004 | Micro | [5 empty] | FiT | 2009 | 12 | 21.7% | 34.7% | 2012-03-01 | 11
Kirklands Hydro | Scotland |  | 4 | 0.004 | Micro | [5 empty] | FiT | 2010 | 11 |  |  | 2010-03-01 | 0
High Appin Hydro - D, M REGO only | Scotland |  | 4 | 0.004 | Micro | [5 empty] | FiT | 2006 | 15 | 79% | 88.8% | 2017-03-01 | 28
High Appin Hydro | Scotland | High Appin Hydro | 4 | 0.004 | Micro | Run of River | - | - | 55.2528 | -3.9717 | FiT | 2006 | 15 | 71.3% | 77% | 2013-03-01 | 27
Y Felin | Wales | Y Felin | 4 | 0.004 | Micro | Run of River | 52.081 | -4.6792 | 52.0806 | -4.6792 | FiT | 2009 | 12 |  |  | 2010-03-01 | 2
The Rock Hydro | England |  | 4 | 0.004 | Micro | [5 empty] | FiT | 2008 | 13 | 45% | 63.1% | 2012-03-01 | 20
Green Meadows | England |  | 4 | 0.004 | Micro | [5 empty] | FiT | 2009 | 12 |  |  | 2010-03-01 | 8
Leuan Jones | Wales |  | 4 | 0.004 | Micro | [5 empty] | FiT | 2009 | 12 |  |  | 2010-03-01 | 6 | 11
Clock Mill | England | East London Science School | 4 | 0.004 | Micro | Run of River | 51.5272 | -0.0071843 |  |  | FiT | 2012 | 9 | 26% | 34.8% | 2021-01-01 | 11
Timothy Casswell Hydro | Wales |  | 4 | 0.004 | Micro | [5 empty] | FiT | 2008 | 13 | 14.2% | 18.5% | 2012-03-01 | 6
Upper Crisbrook Mill | England |  | 4 | 0.004 | Micro | Run of River | 51.2587 | 0.5161 | 51.2587 | 0.516 | RO | 2009 | 12 |  |  | 2010-03-01 | 16 | 31
Thomas Clifford Hydro | England |  | 4 | 0.004 | Micro | [5 empty] | FiT | 2008 | 13 | 27.3% | 15.3% | 2012-03-01 | 5
Talamh Life Centre | Scotland | Talamh Life Centre | 4 | 0.004 | Micro | Run of River | - | - | 55.6023 | -3.8452 | FiT | 2006 | 15 |  |  | 2009-03-01 | 2
Achindaul Hydro | Scotland |  | 4 | 0.004 | Micro | Run of River | 56.875 | -5.0011 | 56.8775 | -5.0008 | FiT | 2013 | 8 | 42.3% | 37.1% | 2017-03-01 | 13 |  | The Highland Council
Brignall Mill Hydro | England |  | 4 | 0.004 | Micro | Run of River | 54.4964 | -1.9299 | 54.4967 | -1.9309 | RO | 2007 | 14 | 36.1% | 40% | 2010-03-01 | 14 | 28
Stornoway Waterwheel Project | Scotland | Stornoway Amenity Trust | 4 | 0.004 | Micro | Run of River | 58.2186 | -6.3927 | - | - | FiT | 2005 | 16 | 9% | 12.4% | 2010-03-01 | 4 | [6 empty] | 45800
Pow Gill Mill Hydro | England | Private | 4 | 0.004 | Micro | Run of River | 54.7851 | -3.1635 | 54.7849 | -3.1634 | RO | 2001 | 20 | 33.9% | 37% | 2007-03-01 | 13 | 13
The old mill,Lower Ashton | England | Private | 4 | 0.004 | Micro | Run of River | 50.6468 | -3.6386 | 50.6498 | -3.6406 | FiT | 2009 | 12 | 10.4% | 40% | 2015-07-01 | 14
Pedley Water Wheel | England |  | 4 | 0.004 | Micro | [5 empty] | FiT | 1991 | 30 | 7.2% | 6.8% | 2010-03-01 | 2
Scott Hydro | England |  | 4 | 0.004 | Micro | [5 empty] | FiT | 2005 | 16 | 40.8% | 35% | 2009-03-01 | 12
Mill Farm Wheel Project | England |  | 4 | 0.004 | Micro | [5 empty] | RO |  |  |  |  | 2010-03-01 | 1 | 2
The Rock | England |  | 4 | 0.004 | Micro | [5 empty] | RO |  |  | 59% | 57% | 2007-03-01 | 20 | 20
Brideswell Hydro | Scotland |  | 4 | 0.004 | Micro | [5 empty] | RO | 2008 | 13 | 40.4% | 49% | 2010-03-01 | 17
Sandaig Cottage | Scotland | Sandaig Cottage | 3.3 | 0.0033 | Micro | Run of River | 57.0497 | -5.7677 | 57.0544 | -5.7719
Hewletts Mill | England | Hewlett's Mill | 3 | 0.003 | Micro | Run of River | 51.0568 | -2.5161 | - | - | RO | 2009 | 12 |  |  | 2010-03-01 | 10 | 19
Matthew Hall Hydro | Wales |  | 3 | 0.003 | Micro | [5 empty] | FiT | 2007 | 14 | 16.6% | 3.9% | 2011-03-01 | 1
Brock Crompton 36 | Wales |  | 3 | 0.003 | Micro | [5 empty] | FiT | 2008 | 13 | 26.9% | 11.3% | 2012-03-01 | 3
Ballywee Cornmill Hydro | NI | Private | 3 | 0.003 | Micro | Run of River | 54.7412 | -6.0903 | - | - | RO | 2012 | 9 | 65.2% | 72.2% | 2014-03-01 | 19
Mason Hydro | Scotland |  | 3 | 0.003 | Micro | [5 empty] | FiT | 2005 | 16 | 51.8% | 59.6% | 2009-03-01 | 16
Laga Hydro | Scotland | Laga Farm | 3 | 0.003 | Micro | Run of River | 56.6813 | -5.8642 | 56.6858 | -5.8634 | FiT | 2017 | 4 |  |  | 2018-03-01 | 5
Samadalan | Scotland |  | 2 | 0.002 | Micro | Run of River | 57.0891 | -5.7419
Bethel Barn | England |  | 2 | 0.002 | Micro | [5 empty] | FiT | 2010 | 11 |  |  | 2010-03-01
Seventy Six Denholm Avenue | Scotland |  | 2 | 0.002 | Micro | [5 empty] | FiT | 2009 | 12 |  |  | 2010-03-01 | 0
Garwleisiau Hydro | Wales |  | 2 | 0.002 | Micro | [5 empty] | RO |  |  |  |  | 2010-03-01 | 0
Y Gaer | Wales |  | 2 | 0.002 | Micro | [5 empty] | FiT | 2006 | 15 | 9.3% | 12.2% | 2010-03-01 | 2
Little Salkeld Mill Hydro | England | Little Salkeld Mill | 2 | 0.002 | Micro | Run of River | 54.7169 | -2.674 | - | - | FiT | 2009 | 12 | 1.8% | 5.5% | 2012-03-01 | 1
Sturston Mill | England |  | 2 | 0.002 | Micro | Conventional (Storage) | 53.0189 | -1.7022 | 53.0194 | -1.7007 | RO | 2005 | 16 | 20.4% | 34.2% | 2007-03-01 | 6 | 6
Dynyn Hydro | England |  | 2 | 0.002 | Micro | [5 empty] | RO | 1987 | 34 | 40% | 40% | 2006-03-01 | 7 | 7
Coed-Ddu | Wales |  | 2 | 0.002 | Micro | [5 empty] | RO | 2005 | 16 |  |  | 2007-03-01 | 4 | 4
Undergrowth Housing Co-op Offgrid | England |  | 2 | 0.002 | Micro | [5 empty] | RO |  |  |  |  | 2010-03-01 | 8
P.M. Generator | Scotland |  | 2 | 0.002 | Micro | [5 empty] | FiT | 2010 | 11 |  |  | 2010-03-01
The Boatshed | Scotland |  | 1 | 0.001 | Micro | [5 empty] | FiT | 2009 | 12 |  |  | 2010-03-01 | 2
Polla Cottage | Scotland |  | 1 | 0.001 | Micro | Run of River | 58.4498 | -4.7654 | 58.4509 | -4.7641 | [8 empty] | The Highland Council
Bailemargaidh | Scotland |  | 1 | 0.001 | Micro | [5 empty] | FiT | 2008 | 13 | 30.2% | 44.4% | 2010-03-01 | 4
David Foster Hydro | Wales |  | 1 | 0.001 | Micro | [5 empty] | FiT | 2006 | 15 | 16.3% | 10.9% | 2012-03-01 | 1
Millburn Hydro/ Millburn Balnabeen | Scotland | Proterra Energy | 0.7 | 0.0007 | Micro | Run of River | 57.5711 | -4.3786 |  |  | FiT | 1905 | 116 | 42.5% | 35.4% | 2021-01-01 | 140 |  | The Highland Council
Lealt Hydro | Scotland |  | 0 | 0 | Micro | [5 empty] | FiT | 2000 | 21 |  |  | 2011-03-01 | 1
Altnaharrie Inn | Scotland |  | not known |  | Micro | Run of River | 57.8871 | -5.1811 | 57.8826 | -5.19
Glenuaig Lodge | Scotland |  | not known |  | Micro | Run of River | 57.4808 | -5.1577
Note on T30: Claire: The Highland Council
Note on T41: Claire: The Highland Council
Note on T67: Claire: The Highland Council
Note on T79: Claire: The Highland Council
Note on M100: Claire: estimated from google earth
Note on T123: Claire: The highland Council Rannoch Hydro Upgrade Ardtornish
Note on T127: Claire: The Highland Council
Note on T148: Claire: The Highland Council
Note on T183: Claire: The Highland Council
Note on T187: Claire: The Highland Council
Note on T229: Claire: The Highland Council
Note on T342: Claire: The Highland Council
Note on T487: Claire: The Highland Council
Note on T490: Claire: The Highland Council
Note on T638: Claire: The Highland Council
Note on M1081: Claire: Not sure on date, but from google street view imagery it is there in 2015

## Offshore - Tidal
Generator Name | Status | Country | Operator | IC (kW) | IC (MW) | Consented Capacity | Turbine size | Number of turbines | Scale | Technology | Device Description and Seabed Fixation | Onshore Connection Latitude | Onshore Connection Longitude | Latitude | Longitude | Subsidy | Operational Phase Commenced | Service Life
|  | The country in which the tidal site is located |  | The total installed generating capacity of each generator in kW | The total installed generating capacity of each generator in MW | The total concented generating capacity of each generator in MW | in MW | Number of turbines within the array | Large - > 15MW Small - 100 kW – 5 MW Micro - <100 kW | How energy is harnessed tidal stream or tidal range | Axis type and seabed connection design | Latitudanal location of the onshore connection point in decimal degrees | Longitudinal location of the onshore connection point in decimal degrees | Latitudanal location of the turbine location in decimal degrees | Longitudinal location of the turbine location in decimal degrees | Subsidy mechanism: RO, FiT, none | Year in which operations of the turbines began | Operational date to 2021
MeyGen Tidal Energy Project (Phase 1A) / Ness of Quoys / Inner Sound Phase 1A (MeyGen) | Operational - Connected to Grid | Scotland | SIMEC Atlantis Energy Ltd | 6000 | 6 | 398 | 1.5 | 4 | Large | Tidal Stream | Horizontal Axis Turbine - Seabed Mounted / Gravity Base | 58.6418 | -3.1289 | 58.6652 | -3.1425 | RO | 2018 | 3
Orbital O2 at Falls of Warness - EMEC | Operating | Scotland | Orbital Marine Power | 2000 | 2 |  | 1 | 2 | Small | Tidal Stream | Horizontal Axis turbine - Floating structure / platform | 59.1662 | -2.8024 | 59.1452 | -2.8167 |  | 2021 | 0
Shetland Green Energy Tidal Array / Shetland Tidal Array/ Bluemull Sound | Operational | Scotland | Nova Innovations | 600 | 0.6 |  | 0.1 | 4 | Small | Tidal Stream | Horizontal Axis Turbine | 60.6982 | -0.99953 | 60.6993 | -0.98467 | RO | 2016 | 5
ATIR at Falls of Warness - EMEC | connected to the national electricity grid | Scotland | Magallanes Renovables | 1500 | 1.5 |  | 1.5 | 1 | Small | Tidal Stream | Horizontal Axis turbine - Floating structure / platform | 59.1662 | -2.8024 | 59.1435 | -2.8056 |  | 2021 | 0
Strangford Lough test and demonstration site | Demonstration and prototype testing | NI | Minesto UK Limited | 30 | 0.03 | 0.03 | 0.3 | 1 | Micro | Tidal Stream | Tidal Kite | 54.3813 | -5.5486 | 54.3843 | -5.5623 |  | 2013 | 8
Holyhead Deep / Deep Green array | Utility-scale commercial demonstration. | Wales | Minesto UK Limited | 500 | 0.5 | 10 | 0.5 | 1 | Small | Tidal Stream | Tidal Kite |  |  | 53.3055 | -4.7977 |  | 2018 | 3